## Read Me
ICF - RGGI - Flat Cap and Policy Case Results
2025-06-20
This file contains the RGGI results for the following cases:
Case | Description
Case A Exploratory Policy Scenario | Only procured renewable projects are accounted for, with RGGI Policy Case
Case B Exploratory Policy Scenario | All the procured renewable projects and the in statute policies/regulations are accounted for, with RGGI Policy Case
Case B Flat-Cap Scenario | All the procured renewable projects and the in statute policies/regulations are accounted for, with the RGGI allowance capped at BAU flat post-2030
Case A Exploratory Policy Scenario - No Price Control | Based on Case A Exploratory Policy Scenario, remove ECR, CCR and reserve price after year 2027
Case B Exploratory Policy Scenario - No Price Control | Based on Case B Exploratory Policy Scenario, remove ECR, CCR and reserve price after year 2027
Case A Flat-Cap Scenario | Only procured renewable projects are accounted for, with the RGGI allowance capped at BAU flat post-2030
Case A Updated RGGI Price | Only procured renewable projects are accounted for, with updated RGGI price
Case B Updated RGGI Price | All the procured renewable projects and the in statute policies/regulations are accounted for, with updated RGGI price
Dropdowns
Tabs on Regional Results, Capacity, Generation, Emissions, Fuel Consumption, Prices and Transmission include drop-down fields that allow for the selection of cases (listed above) and states/regions (listed below)
Drop-Down | fields are shaded in grey on each respective tab
CT
DE
ME
MD
MA
NH
NJ
NY
RI
VT
10-State Contributions
RGGI PJM
ISONE
Charting and Calculations
Upon selection the file will update automatically if calculations options are set to automatic (Formulas -->Calculation options---> Automatic). Alternatively, please press F9 after the selection to refresh results
All charts showing multiple cases/states/regions are set up to update automatically as data refreshes. Axis may not always fully align across charts as data refreshes, hence we recommend ensuring the data charted is shown on comparable axis before analyzing results in detail
Capacity and Generation data shown as "Imports" refers to firm contracted energy and capacity from contracted energy from Canada into New England and New York and is only visible on the state-level detail, not the 10-state RGGI aggregation
Please do not alter any data in Case Data or Cases tab
Privileged and Confidential

## Regional Results
ICF - RGGI - Flat Cap and Policy Case Results
2025-06-20
Regional Results Summary
| Capacity Mix | [16 empty] | Generation Mix | [15 empty] | Emissions
| Case 1: | Case 2: |  | State/Region | [13 empty] | Case 1: | Case 2: |  | State/Region | [12 empty] | Case 1: | Case 2: |  | State/Region
| Case A Exploratory Policy Scenario | Case A Flat-Cap Scenario |  | 10-State Contributions | [13 empty] | Case A Exploratory Policy Scenario | Case A Updated RGGI Price |  | 10-State Contributions | [12 empty] | Case A Exploratory Policy Scenario | Case A Updated RGGI Price |  | 10-State Contributions
|  |  | 2025 |  | 2028 |  | 2030 |  | 2032 |  | 2035 |  | 2037 |  | 2040 |  |  |  |  | 2025 |  | 2028 |  | 2030 |  | 2032 |  | 2035 |  | 2037 |  | 2040 |  |  |  | 2025 |  | 2028 |  | 2030 |  | 2032 |  | 2035 |  | 2037 |  | 2040
| Capacity Type | Units | Case A Exploratory Policy Scenario | Case A Flat-Cap Scenario | Case A Exploratory Policy Scenario | Case A Flat-Cap Scenario | Case A Exploratory Policy Scenario | Case A Flat-Cap Scenario | Case A Exploratory Policy Scenario | Case A Flat-Cap Scenario | Case A Exploratory Policy Scenario | Case A Flat-Cap Scenario | Case A Exploratory Policy Scenario | Case A Flat-Cap Scenario | Case A Exploratory Policy Scenario | Case A Flat-Cap Scenario |  | Generation Type | Units | Case A Exploratory Policy Scenario | Case A Updated RGGI Price | Case A Exploratory Policy Scenario | Case A Updated RGGI Price | Case A Exploratory Policy Scenario | Case A Updated RGGI Price | Case A Exploratory Policy Scenario | Case A Updated RGGI Price | Case A Exploratory Policy Scenario | Case A Updated RGGI Price | Case A Exploratory Policy Scenario | Case A Updated RGGI Price | Case A Exploratory Policy Scenario | Case A Updated RGGI Price | Emissions | Units | Case A Exploratory Policy Scenario | Case A Updated RGGI Price | Case A Exploratory Policy Scenario | Case A Updated RGGI Price | Case A Exploratory Policy Scenario | Case A Updated RGGI Price | Case A Exploratory Policy Scenario | Case A Updated RGGI Price | Case A Exploratory Policy Scenario | Case A Updated RGGI Price | Case A Exploratory Policy Scenario | Case A Updated RGGI Price | Case A Exploratory Policy Scenario | Case A Updated RGGI Price
| Coal | MW | 2214.353 | 2214.353 | -2.2737e-13 | -2.2737e-13 | 0 | 0 | 0 | 0 | 0 | 0 | 0 | 0 | 0 | 0 |  | Coal | GWh | 839.3645 | 839.3645 | 0 | 0 | 0 | 0 | 0 | 0 | 0 | 0 | 0 | 0 | 0 | 0 | CO2 Emissions | Million Short Tons | 51.1404 | 47.544 | 34.5906 | 36.9126 | 27.0102 | 29.1012 | 29.7551 | 31.4278 | 31.2073 | 35.291 | 27.9995 | 31.9762 | 21.2229 | 25.7575
| Coal with CCS | MW | 0 | 0 | 0 | 0 | 0 | 0 | 0 | 0 | 0 | 0 | 0 | 0 | 0 | 0 |  | Coal with CCS | GWh | 0 | 0 | 0 | 0 | 0 | 0 | 0 | 0 | 0 | 0 | 0 | 0 | 0 | 0
| Combined Cycle | MW | 35910.5158 | 35910.5158 | 35800.0873 | 35835.6128 | 35800.0873 | 36286.6128 | 35822.1715 | 36286.6036 | 36853.3391 | 37149.3739 | 37241.5981 | 38153.8978 | 37847.7518 | 40196.4968 |  | Combined Cycle | GWh | 105693.4592 | 97776.8237 | 82003.463 | 87185.5805 | 62772.2654 | 67562.651 | 68640.731 | 71794.9572 | 73480.2963 | 82414.5861 | 64802.2458 | 73615.5851 | 46646.9145 | 54164.0535
| Combustion Turbine | MW | 11900.339 | 11900.339 | 11106.051 | 11100.451 | 11262.026 | 11100.451 | 11262.026 | 11100.451 | 11262.026 | 12902.0481 | 11262.026 | 12902.0481 | 11252.967 | 12902.0481 |  | Combustion Turbine | GWh | 2339.6939 | 2398.8823 | 777.6646 | 632.5839 | 1077.1321 | 943.4887 | 1248.834 | 1197.6091 | 1113.5354 | 1122.4178 | 1150.6561 | 1153.105 | 1435.9982 | 1640.6433
| Oil/Gas | MW | 17973.692 | 17973.692 | 11406.3979 | 12574.8291 | 11406.3979 | 12574.8291 | 11406.3979 | 12574.8291 | 11406.3979 | 12574.8291 | 11267.618 | 12574.8291 | 8334.1778 | 11265.4437 |  | Oil/Gas | GWh | 8098.4672 | 7979.0968 | 1910.7417 | 1904.3851 | 2331.6901 | 2487.6709 | 2899.1611 | 3202.7546 | 2117.2151 | 2404.8683 | 2858.4765 | 3115.8553 | 3423.0436 | 5149.6895
| Other | MW | 155.6 | 155.6 | 155.6 | 155.6 | 155.6 | 155.6 | 155.6 | 155.6 | 155.6 | 155.6 | 155.6 | 155.6 | 155.6 | 155.6 |  | Other | GWh | 931.116 | 931.116 | 1363.056 | 1363.056 | 1363.056 | 1363.056 | 1363.056 | 1363.056 | 1363.056 | 1363.056 | 1363.056 | 1363.056 | 1358.256 | 1358.256
| Nuclear | MW | 11925.7 | 11925.7 | 11925.7 | 11925.7 | 11925.7 | 11925.7 | 11925.7 | 11925.7 | 10751.7 | 10751.7 | 10751.7 | 10085.64 | 10751.7 | 9845.0762 |  | Nuclear | GWh | 94606.5993 | 94633.7982 | 94713.0663 | 94689.6994 | 94609.0373 | 94633.0748 | 95177.9651 | 95231.2223 | 84826.355 | 84826.355 | 84818.4817 | 84818.4817 | 84933.2946 | 84936.5702
| Hydro | MW | 10287.383 | 10287.383 | 10287.383 | 10287.383 | 10287.383 | 10287.383 | 10287.383 | 10287.383 | 10287.383 | 10287.383 | 10287.383 | 10287.383 | 10287.383 | 10287.383 |  | Hydro | GWh | 35987.6039 | 36013.2833 | 36064.7467 | 36045.1466 | 36396.9276 | 36307.2757 | 35987.4003 | 35964.6592 | 35558.0565 | 35559.7164 | 36289.6006 | 36208.1459 | 36161.3495 | 36156.8879
| Solar PV | MW | 15065.0535 | 15065.0535 | 16329.1535 | 16329.1535 | 16329.1535 | 16329.1535 | 16329.1535 | 16329.1535 | 20827.702 | 16329.1535 | 33020.7911 | 25222.2004 | 63108.9109 | 51819.9326 |  | Solar PV | GWh | 25722.2639 | 25713.7498 | 29008.9 | 28990.516 | 28192.6233 | 28263.9791 | 29896.0048 | 29636.4159 | 38959.0194 | 34733.0822 | 63934.7338 | 58958.4127 | 125038.5529 | 118610.5966
| Onshore Wind | MW | 5857.021 | 5857.021 | 6497.9408 | 5857.021 | 15329.6084 | 9489.1004 | 15456.6084 | 12030.6369 | 18051.6084 | 14732.0088 | 18450.8898 | 15030.4224 | 27098.9116 | 23948.7274 |  | Onshore Wind | GWh | 16490.9644 | 16496.0128 | 21332.6274 | 21109.2421 | 57610.4338 | 56042.7196 | 59322.3715 | 57733.0083 | 68599.0759 | 66970.4648 | 70327.8385 | 68712.7955 | 102205.3665 | 100615.1938
| Offshore Wind | MW | 1681 | 1681 | 4477.8 | 4477.8 | 5625.8 | 5625.8 | 9367.8 | 9367.8 | 9367.8 | 9367.8 | 9367.8 | 9367.8 | 9367.8 | 9367.8 |  | Offshore Wind | GWh | 5007.933 | 5007.933 | 18030.4707 | 18041.9443 | 22532.378 | 22531.2013 | 37813.7043 | 38060.801 | 38320.5079 | 38307.8949 | 38283.6737 | 38269.7153 | 38081.7164 | 38008.5983
| Battery Storage | MW | 3799.475 | 3109.5181 | 11667.1927 | 8916.3677 | 12257.2633 | 11760.7146 | 14537.3521 | 14053.336 | 17973.5671 | 16041.8964 | 19353.4426 | 17237.2203 | 29159.5472 | 19797.0394 |  | Other RE | GWh | 10656.0638 | 10586.4768 | 9124.3513 | 9205.6248 | 8794.8847 | 8791.0839 | 9182.0461 | 9272.91 | 9289.2524 | 9280.7332 | 9137.8677 | 9185.1584 | 8919.5315 | 9010.4179
| Other RE | MW | 2219.741 | 2219.741 | 1215.7735 | 1273.2099 | 1208.932 | 1200.932 | 1259.932 | 1200.932 | 1259.932 | 1200.932 | 1259.932 | 1200.932 | 1259.932 | 1200.932 |  | Hydrogen | GWh | 0 | 0 | 0 | 0 | 0 | 0 | 0 | 0 | 0 | 0 | 0 | 0 | 0 | 0
| Hydrogen | MW | 0 | 0 | 0 | 0 | 0 | 0 | 0 | 0 | 0 | 0 | 0 | 0 | 0 | 0 |  | Storage Net Loss | GWh | -1160.1878 | -1061.56 | -2411.1087 | -2294.1376 | -2760.8149 | -2659.8642 | -2033.2104 | -1907.2817 | -2019.4968 | -1783.9792 | -3229.5522 | -2813.7911 | -6750.9194 | -6051.539
| Imports | MW | 1485 | 1485 | 3935 | 3935 | 3935 | 3935 | 3935 | 3935 | 3935 | 3935 | 3935 | 3935 | 3935 | 3935 |  | Imports | GWh | 10035.3852 | 10022.639 | 31054.2384 | 31040.7589 | 30917.6861 | 31021.9897 | 31272.6863 | 31272.6931 | 31150.9122 | 31148.9865 | 31136.0665 | 31121.4233 | 30375.6515 | 30401.8458
Note: Capacity and Generation data shown as "Imports" refers to firm contracted energy and capacity from contracted energy from Canada into New England and New York.
Note: The coal co-firing units are reported under Coal capacity type.
|  |  | 2025 |  | 2028 |  | 2030 |  | 2032 |  | 2035 |  | 2037 |  | 2040 |  |  |  |  | 2025 |  | 2028 |  | 2030 |  | 2032 |  | 2035 |  | 2037 |  | 2040
| Capacity Sub-Type | Units | Case A Exploratory Policy Scenario | Case A Flat-Cap Scenario | Case A Exploratory Policy Scenario | Case A Flat-Cap Scenario | Case A Exploratory Policy Scenario | Case A Flat-Cap Scenario | Case A Exploratory Policy Scenario | Case A Flat-Cap Scenario | Case A Exploratory Policy Scenario | Case A Flat-Cap Scenario | Case A Exploratory Policy Scenario | Case A Flat-Cap Scenario | Case A Exploratory Policy Scenario | Case A Flat-Cap Scenario |  | Generation Sub-Type | Units | Case A Exploratory Policy Scenario | Case A Updated RGGI Price | Case A Exploratory Policy Scenario | Case A Updated RGGI Price | Case A Exploratory Policy Scenario | Case A Updated RGGI Price | Case A Exploratory Policy Scenario | Case A Updated RGGI Price | Case A Exploratory Policy Scenario | Case A Updated RGGI Price | Case A Exploratory Policy Scenario | Case A Updated RGGI Price | Case A Exploratory Policy Scenario | Case A Updated RGGI Price
Coal | Coal | MW | 2214.353 | 2214.353 | -2.2737e-13 | -2.2737e-13 | 0 | 0 | 0 | 0 | 0 | 0 | 0 | 0 | 0 | 0 | Coal | Coal | GWh | 839.3645 | 839.3645 | 0 | 0 | 0 | 0 | 0 | 0 | 0 | 0 | 0 | 0 | 0 | 0
Coal with CCS | Coal with CCS | MW | 0 | 0 | 0 | 0 | 0 | 0 | 0 | 0 | 0 | 0 | 0 | 0 | 0 | 0 | Coal with CCS | Coal with CCS | GWh | 0 | 0 | 0 | 0 | 0 | 0 | 0 | 0 | 0 | 0 | 0 | 0 | 0 | 0
Combined Cycle | Combined Cycle | MW | 35910.5158 | 35910.5158 | 35800.0873 | 35835.6128 | 35800.0873 | 35835.6128 | 35798.0247 | 35835.6036 | 35795.3198 | 35835.3447 | 35795.3198 | 35835.3447 | 35795.3198 | 35787.5894 | Combined Cycle | Combined Cycle | GWh | 105693.4592 | 97776.8237 | 82003.463 | 87185.5805 | 62772.2654 | 67562.651 | 68556.1206 | 71564.1698 | 69772.9964 | 77447.4208 | 59734.4867 | 67035.8495 | 39455.1926 | 47584.3179
Combustion Turbine | Combustion Turbine | MW | 11900.339 | 11900.339 | 11106.051 | 11100.451 | 11106.051 | 11100.451 | 11106.051 | 11100.451 | 11106.051 | 11100.451 | 11106.051 | 11100.451 | 11096.992 | 11100.451 | Combustion Turbine | Combustion Turbine | GWh | 2339.6939 | 2398.8823 | 777.6646 | 632.5839 | 1069.9392 | 922.6131 | 1232.0818 | 1151.0562 | 1109.767 | 1101.5422 | 1146.8877 | 1148.5253 | 1366.2374 | 1404.3683
Oil/Gas | Oil/Gas | MW | 17973.692 | 17973.692 | 11406.3979 | 12574.8291 | 11406.3979 | 12574.8291 | 11406.3979 | 12574.8291 | 11406.3979 | 12574.8291 | 11267.618 | 12574.8291 | 8334.1778 | 11265.4437 | Oil/Gas | Oil/Gas | GWh | 8098.4672 | 7979.0968 | 1910.7417 | 1904.3851 | 2331.6901 | 2487.6709 | 2899.1611 | 3202.7546 | 2117.2151 | 2404.8683 | 2858.4765 | 3115.8553 | 3423.0436 | 5149.6895
Other | Other | MW | 155.6 | 155.6 | 155.6 | 155.6 | 155.6 | 155.6 | 155.6 | 155.6 | 155.6 | 155.6 | 155.6 | 155.6 | 155.6 | 155.6 | Other | Other | GWh | 931.116 | 931.116 | 1363.056 | 1363.056 | 1363.056 | 1363.056 | 1363.056 | 1363.056 | 1363.056 | 1363.056 | 1363.056 | 1363.056 | 1358.256 | 1358.256
Nuclear | Nuclear | MW | 11925.7 | 11925.7 | 11925.7 | 11925.7 | 11925.7 | 11925.7 | 11925.7 | 11925.7 | 10751.7 | 10751.7 | 10751.7 | 10085.64 | 10751.7 | 9845.0762 | Nuclear | Nuclear | GWh | 94606.5993 | 94633.7982 | 94713.0663 | 94689.6994 | 94609.0373 | 94633.0748 | 95177.9651 | 95231.2223 | 84826.355 | 84826.355 | 84818.4817 | 84818.4817 | 84933.2946 | 84936.5702
Hydro | Hydro | MW | 10287.383 | 10287.383 | 10287.383 | 10287.383 | 10287.383 | 10287.383 | 10287.383 | 10287.383 | 10287.383 | 10287.383 | 10287.383 | 10287.383 | 10287.383 | 10287.383 | Hydro | Hydro | GWh | 35987.6039 | 36013.2833 | 36064.7467 | 36045.1466 | 36396.9276 | 36307.2757 | 35987.4003 | 35964.6592 | 35558.0565 | 35559.7164 | 36289.6006 | 36208.1459 | 36161.3495 | 36156.8879
Solar PV | Solar PV | MW | 15065.0535 | 15065.0535 | 16329.1535 | 16329.1535 | 16329.1535 | 16329.1535 | 16329.1535 | 16329.1535 | 16329.1535 | 16329.1535 | 16329.1535 | 16329.1535 | 16329.1535 | 16329.1535 | Solar PV | Solar PV | GWh | 25722.2639 | 25713.7498 | 29008.9 | 28990.516 | 28192.6233 | 28263.9791 | 29896.0048 | 29636.4159 | 29525.1122 | 29560.6269 | 28927.0669 | 28923.4007 | 27453.0774 | 27703.2828
Onshore Wind | Onshore Wind | MW | 5857.021 | 5857.021 | 5857.021 | 5857.021 | 5857.021 | 5857.021 | 5857.021 | 5857.021 | 5857.021 | 5857.021 | 5857.021 | 5857.021 | 5857.021 | 5857.021 | Onshore Wind | Onshore Wind | GWh | 16490.9644 | 16496.0128 | 18300.2307 | 18309.5051 | 18186.5148 | 18189.4832 | 18974.1184 | 18974.2224 | 18469.5946 | 18422.7302 | 18468.0837 | 18543.9464 | 17674.1353 | 17602.4898
Offshore Wind | Offshore Wind | MW | 136 | 136 | 1876 | 1876 | 1876 | 1876 | 1876 | 1876 | 1876 | 1876 | 1876 | 1876 | 1876 | 1876 | Offshore Wind | Offshore Wind | GWh | 575.5479 | 575.5479 | 7589.383 | 7600.8566 | 7364.7447 | 7363.568 | 7239.5085 | 7486.6053 | 7750.0065 | 7738.4928 | 7710.5772 | 7699.7409 | 7518.8679 | 7445.0754
Battery Storage | Battery Storage | MW | 1166 | 1166 | 3154.32 | 3154.32 | 3154.32 | 3154.32 | 3154.32 | 3154.32 | 3154.32 | 3154.32 | 3154.32 | 3154.32 | 3154.32 | 3154.32 | Other RE | Other RE | GWh | 10656.0638 | 10586.4768 | 9124.3513 | 9205.6248 | 8794.8847 | 8791.0839 | 8839.2877 | 8930.1517 | 8946.494 | 8937.9748 | 8795.1094 | 8842.4 | 8576.7731 | 8667.6595
Other RE | Other RE | MW | 2219.741 | 2219.741 | 1215.7735 | 1273.2099 | 1208.932 | 1200.932 | 1200.932 | 1200.932 | 1200.932 | 1200.932 | 1200.932 | 1200.932 | 1200.932 | 1200.932 | Storage Net Loss | Storage Net Loss | GWh | -1160.1878 | -1061.56 | -2411.1087 | -2294.1376 | -2760.8149 | -2659.8642 | -2033.2104 | -1907.2817 | -2019.4968 | -1783.9792 | -3229.5522 | -2813.7911 | -6750.9194 | -6051.539
Imports | Imports | MW | 1485 | 1485 | 3935 | 3935 | 3935 | 3935 | 3935 | 3935 | 3935 | 3935 | 3935 | 3935 | 3935 | 3935 | Imports | Imports | GWh | 10035.3852 | 10022.639 | 31054.2384 | 31040.7589 | 30917.6861 | 31021.9897 | 31272.6863 | 31272.6931 | 31150.9122 | 31148.9865 | 31136.0665 | 31121.4233 | 30375.6515 | 30401.8458
Combined Cycle | New Combined Cycle | MW | 0 | 0 | 0 | 0 | 0 | 451 | 24.1468 | 451 | 1058.0194 | 1314.0292 | 1446.2783 | 2318.5531 | 2052.4321 | 4408.9074 | Combined Cycle | New Combined Cycle | GWh | 0 | 0 | 0 | 0 | 0 | 0 | 84.6105 | 230.7874 | 3707.2999 | 4967.1652 | 5067.7591 | 6579.7356 | 7191.722 | 6579.7356
Combustion Turbine | New Combustion Turbine | MW | 0 | 0 | 0 | 0 | 155.975 | 0 | 155.975 | 0 | 155.975 | 1801.5971 | 155.975 | 1801.5971 | 155.975 | 1801.5971 | Combustion Turbine | New Combustion Turbine | GWh | 0 | 0 | 0 | 0 | 7.1929 | 20.8756 | 16.7522 | 46.5529 | 3.7684 | 20.8756 | 3.7684 | 4.5797 | 69.7608 | 236.275
Other | New Other | MW | 0 | 0 | 0 | 0 | 0 | 0 | 0 | 0 | 0 | 0 | 0 | 0 | 0 | 0 | Other | New Other | GWh | 0 | 0 | 0 | 0 | 0 | 0 | 0 | 0 | 0 | 0 | 0 | 0 | 0 | 0
Other RE | New Other RE | MW | 0 | 0 | 0 | 0 | 0 | 0 | 59 | 0 | 59 | 0 | 59 | 0 | 59 | 0 | Other RE | New Other RE | GWh | 0 | 0 | 0 | 0 | 0 | 0 | 342.7584 | 342.7584 | 342.7584 | 342.7584 | 342.7584 | 342.7584 | 342.7584 | 342.7584
Solar PV | New Solar PV | MW | 0 | 0 | 0 | 0 | 0 | 0 | 0 | 0 | 4498.5485 | 0 | 16691.6376 | 8893.0469 | 46779.7574 | 35490.7791 | Solar PV | New Solar PV | GWh | 0 | 0 | 0 | 0 | 0 | 0 | 0 | 0 | 9433.9072 | 5172.4553 | 35007.6669 | 30035.012 | 97585.4755 | 90907.3138
Onshore Wind | New Onshore Wind | MW | 0 | 0 | 640.9198 | 0 | 9472.5874 | 3632.0794 | 9599.5874 | 6173.6159 | 12194.5874 | 8874.9878 | 12593.8688 | 9173.4014 | 21241.8906 | 18091.7064 | Onshore Wind | New Onshore Wind | GWh | 0 | 0 | 3032.3967 | 2799.737 | 39423.919 | 37853.2364 | 40348.2531 | 38758.786 | 50129.4813 | 48547.7347 | 51859.7548 | 50168.8491 | 84531.2312 | 83012.704
Offshore Wind | New Offshore Wind | MW | 1545 | 1545 | 2601.8 | 2601.8 | 3749.8 | 3749.8 | 7491.8 | 7491.8 | 7491.8 | 7491.8 | 7491.8 | 7491.8 | 7491.8 | 7491.8 | Offshore Wind | New Offshore Wind | GWh | 4432.3851 | 4432.3851 | 10441.0877 | 10441.0877 | 15167.6333 | 15167.6333 | 30574.1957 | 30574.1957 | 30570.5013 | 30569.4021 | 30573.0965 | 30569.9743 | 30562.8486 | 30563.5228
Battery Storage | New Battery Storage | MW | 2633.475 | 1943.5181 | 8512.8727 | 5762.0477 | 9102.9433 | 8606.3946 | 11383.0321 | 10899.016 | 14819.2471 | 12887.5764 | 16199.1226 | 14082.9003 | 26005.2272 | 16642.7194 | Hydrogen | New H2 CC | GWh | 0 | 0 | 0 | 0 | 0 | 0 | 0 | 0 | 0 | 0 | 0 | 0 | 0 | 0
Hydrogen | New H2 CC | MW | 0 | 0 | 0 | 0 | 0 | 0 | 0 | 0 | 0 | 0 | 0 | 0 | 0 | 0 | Hydrogen | New H2 CT | GWh | 0 | 0 | 0 | 0 | 0 | 0 | 0 | 0 | 0 | 0 | 0 | 0 | 0 | 0
Hydrogen | New H2 CT | MW | 0 | 0 | 0 | 0 | 0 | 0 | 0 | 0 | 0 | 0 | 0 | 0 | 0 | 0
| Retire Coal | MW | 0 | 0 | 1794.353 | 1794.353 | 518.856 | 518.856 | 518.856 | 518.856 | 518.856 | 518.856 | 518.856 | 518.856 | 518.856 | 518.856
| Retire Combined Cycle | MW | 0 | 0 | 35.5254 | 0 | 35.5254 | 0 | 35.5254 | 0 | 35.5254 | 0 | 35.5254 | 0 | 35.5254 | 47.7553
| Retire Combustion Turbine | MW | 0 | 0 | 0 | 5.6 | 0 | 5.6 | 0 | 5.6 | 0 | 5.6 | 0 | 5.6 | 9.059 | 5.6
| Retire Oil/Gas | MW | 0 | 0 | 5774.2941 | 4605.8629 | 5774.2941 | 4605.8629 | 5774.2941 | 4605.8629 | 5774.2941 | 4605.8629 | 5913.074 | 4605.8629 | 8846.5142 | 5915.2483
| Retire C2G | MW | 0 | 0 | 0 | 0 | 0 | 0 | 0 | 0 | 0 | 0 | 0 | 0 | 0 | 0
| Retire Other | MW | 0 | 0 | 1003.9675 | 946.5311 | 1010.809 | 1018.809 | 1018.809 | 1018.809 | 1018.809 | 1018.809 | 1018.809 | 1018.809 | 1018.809 | 1018.809
| Retire Nuclear | MW | 0 | 0 | 0 | 0 | 0 | 0 | 0 | 0 | 1174 | 1174 | 1174 | 1840.06 | 1174 | 2080.6238

## Capacity
ICF - RGGI - Flat Cap and Policy Case Results
2025-06-20
Capacity Mix
State/Case Comparison
Case 1: | State/Region | [9 empty] | Case 2: | State/Region | [9 empty] | Case 3: | State/Region
Case A Exploratory Policy Scenario | MD | [9 empty] | Case B Exploratory Policy Scenario | ISONE | [9 empty] | Case B Exploratory Policy Scenario | ISONE
Case | State/Region | Units | Capacity Type | 2025 | 2028 | 2030 | 2032 | 2035 | 2037 | 2040 | Case | State/Region | Units | Capacity Type | 2025 | 2028 | 2030 | 2032 | 2035 | 2037 | 2040 | Case | State/Region | Units | Capacity Type | 2025 | 2028 | 2030 | 2032 | 2035 | 2037 | 2040
Case A Exploratory Policy Scenario | MD | MW | Coal | 1275.497 | -2.2737e-13 | 0 | 0 | 0 | 0 | 0 | Case B Exploratory Policy Scenario | ISONE | MW | Coal | 518.856 | 0 | 0 | 0 | 0 | 0 | 0 | Case B Exploratory Policy Scenario | ISONE | MW | Coal | 518.856 | 0 | 0 | 0 | 0 | 0 | 0
Case A Exploratory Policy Scenario | MD | MW | Coal with CCS | 0 | 0 | 0 | 0 | 0 | 0 | 0 | Case B Exploratory Policy Scenario | ISONE | MW | Coal with CCS | 0 | 0 | 0 | 0 | 0 | 0 | 0 | Case B Exploratory Policy Scenario | ISONE | MW | Coal with CCS | 0 | 0 | 0 | 0 | 0 | 0 | 0
Case A Exploratory Policy Scenario | MD | MW | Combined Cycle | 2168.62 | 2168.62 | 2168.62 | 2168.62 | 2168.62 | 2168.62 | 2168.62 | Case B Exploratory Policy Scenario | ISONE | MW | Combined Cycle | 13800.0538 | 13725.1508 | 13725.1508 | 13725.1508 | 13725.1508 | 13725.1508 | 13725.1508 | Case B Exploratory Policy Scenario | ISONE | MW | Combined Cycle | 13800.0538 | 13725.1508 | 13725.1508 | 13725.1508 | 13725.1508 | 13725.1508 | 13725.1508
Case A Exploratory Policy Scenario | MD | MW | Combustion Turbine | 2107.3 | 2077.4 | 2077.4 | 2077.4 | 2077.4 | 2077.4 | 2077.4 | Case B Exploratory Policy Scenario | ISONE | MW | Combustion Turbine | 3396.117 | 3234.829 | 3234.829 | 3234.829 | 3297.829 | 3297.829 | 3297.829 | Case B Exploratory Policy Scenario | ISONE | MW | Combustion Turbine | 3396.117 | 3234.829 | 3234.829 | 3234.829 | 3297.829 | 3297.829 | 3297.829
Case A Exploratory Policy Scenario | MD | MW | Oil/Gas | 2224 | 1548 | 1548 | 1548 | 1548 | 1548 | 1548 | Case B Exploratory Policy Scenario | ISONE | MW | Oil/Gas | 4047.892 | 3930.892 | 3930.892 | 3930.892 | 3930.892 | 3930.892 | 3930.892 | Case B Exploratory Policy Scenario | ISONE | MW | Oil/Gas | 4047.892 | 3930.892 | 3930.892 | 3930.892 | 3930.892 | 3930.892 | 3930.892
Case A Exploratory Policy Scenario | MD | MW | Other | 0 | 0 | 0 | 0 | 0 | 0 | 0 | Case B Exploratory Policy Scenario | ISONE | MW | Other | 5.6 | 5.6 | 5.6 | 5.6 | 5.6 | 5.6 | 5.6 | Case B Exploratory Policy Scenario | ISONE | MW | Other | 5.6 | 5.6 | 5.6 | 5.6 | 5.6 | 5.6 | 5.6
Case A Exploratory Policy Scenario | MD | MW | Nuclear | 1744.1 | 1744.1 | 1744.1 | 1744.1 | 1744.1 | 1744.1 | 1744.1 | Case B Exploratory Policy Scenario | ISONE | MW | Nuclear | 3348 | 3348 | 3348 | 3348 | 3348 | 3348 | 3348 | Case B Exploratory Policy Scenario | ISONE | MW | Nuclear | 3348 | 3348 | 3348 | 3348 | 3348 | 3348 | 3348
Case A Exploratory Policy Scenario | MD | MW | Hydro | 566.48 | 566.48 | 566.48 | 566.48 | 566.48 | 566.48 | 566.48 | Case B Exploratory Policy Scenario | ISONE | MW | Hydro | 3611.358 | 3611.358 | 3611.358 | 3611.358 | 3611.358 | 3611.358 | 3611.358 | Case B Exploratory Policy Scenario | ISONE | MW | Hydro | 3611.358 | 3611.358 | 3611.358 | 3611.358 | 3611.358 | 3611.358 | 3611.358
Case A Exploratory Policy Scenario | MD | MW | Solar PV | 1467.449 | 1563.249 | 1563.249 | 1563.249 | 4124.0413 | 8124.0413 | 14124.0413 | Case B Exploratory Policy Scenario | ISONE | MW | Solar PV | 2843.0675 | 2933.0675 | 2933.0675 | 2933.0675 | 3931.3816 | 8778.26 | 25938.8311 | Case B Exploratory Policy Scenario | ISONE | MW | Solar PV | 2843.0675 | 2933.0675 | 2933.0675 | 2933.0675 | 3931.3816 | 8778.26 | 25938.8311
Case A Exploratory Policy Scenario | MD | MW | Onshore Wind | 260 | 260 | 938 | 938 | 938 | 938 | 938 | Case B Exploratory Policy Scenario | ISONE | MW | Onshore Wind | 1781.549 | 2274.2061 | 5734.2448 | 6430.2448 | 9790.549 | 10025.0559 | 10147.549 | Case B Exploratory Policy Scenario | ISONE | MW | Onshore Wind | 1781.549 | 2274.2061 | 5734.2448 | 6430.2448 | 9790.549 | 10025.0559 | 10147.549
Case A Exploratory Policy Scenario | MD | MW | Offshore Wind | 0 | 1056.8 | 1056.8 | 1056.8 | 1056.8 | 1056.8 | 1056.8 | Case B Exploratory Policy Scenario | ISONE | MW | Offshore Wind | 1545 | 1545 | 4241 | 4241 | 4241 | 9041 | 12030 | Case B Exploratory Policy Scenario | ISONE | MW | Offshore Wind | 1545 | 1545 | 4241 | 4241 | 4241 | 9041 | 12030
Case A Exploratory Policy Scenario | MD | MW | Battery Storage | 1370.3674 | 1370.3674 | 1370.3674 | 1370.3674 | 2906.8428 | 3040.0676 | 6726.4659 | Case B Exploratory Policy Scenario | ISONE | MW | Battery Storage | 1600.2 | 2606.52 | 3056.52 | 3056.52 | 3655.5085 | 6563.6355 | 10276.9274 | Case B Exploratory Policy Scenario | ISONE | MW | Battery Storage | 1600.2 | 2606.52 | 3056.52 | 3056.52 | 3655.5085 | 6563.6355 | 10276.9274
Case A Exploratory Policy Scenario | MD | MW | Other RE | 131.2 | 73.7 | 73.7 | 73.7 | 73.7 | 73.7 | 73.7 | Case B Exploratory Policy Scenario | ISONE | MW | Other RE | 1286.345 | 638.8779 | 632.1 | 632.1 | 691.1 | 691.1 | 463.053 | Case B Exploratory Policy Scenario | ISONE | MW | Other RE | 1286.345 | 638.8779 | 632.1 | 632.1 | 691.1 | 691.1 | 463.053
Case A Exploratory Policy Scenario | MD | MW | Hydrogen | 0 | 0 | 0 | 0 | 0 | 0 | 0 | Case B Exploratory Policy Scenario | ISONE | MW | Hydrogen | 0 | 0 | 0 | 0 | 0 | 0 | 0 | Case B Exploratory Policy Scenario | ISONE | MW | Hydrogen | 0 | 0 | 0 | 0 | 0 | 0 | 0
Case A Exploratory Policy Scenario | MD | MW | Imports | 0 | 0 | 0 | 0 | 0 | 0 | 0 | Case B Exploratory Policy Scenario | ISONE | MW | Imports | 0 | 1200 | 1200 | 1200 | 1200 | 1200 | 1200 | Case B Exploratory Policy Scenario | ISONE | MW | Imports | 0 | 1200 | 1200 | 1200 | 1200 | 1200 | 1200
Note: Capacity and Generation data shown as "Imports" refers to firm contracted energy and capacity from contracted energy from Canada into New England and New York.
Note: The coal co-firing units are reported under Coal capacity type.
State Level Data
Case Selection | Case A Exploratory Policy Scenario - No Price Control
[11 empty] | Case A Exploratory Policy Scenario - No Price Control | 2025 | 2028 | 2030 | 2032 | 2035 | 2037 | 2040
Case | State/Region | Units | Capacity Sub-Type | 2025 | 2028 | 2030 | 2032 | 2035 | 2037 | 2040 | CT | 11199.022 | 10083.218 | 10083.218 | 10142.218 | 10142.218 | 10142.218 | 11290.6665
Case A Exploratory Policy Scenario - No Price Control | CT | MW | Coal | 0 | 0 | 0 | 0 | 0 | 0 | 0 | DE | 3476.3756 | 3056.3756 | 3207.3506 | 3205.8612 | 3205.8612 | 3205.8612 | 5970.4976
Case A Exploratory Policy Scenario - No Price Control | CT | MW | Coal with CCS | 0 | 0 | 0 | 0 | 0 | 0 | 0 | ME | 5286.197 | 5779.0619 | 7049.293 | 7049.293 | 7049.293 | 7410.2561 | 8359.7829
Case A Exploratory Policy Scenario - No Price Control | CT | MW | Combined Cycle | 4701.565 | 4701.565 | 4701.565 | 4701.565 | 4701.565 | 4701.565 | 4701.565 | MD | 13295.0495 | 12408.7525 | 13086.7525 | 13086.7525 | 17308.7699 | 21441.3416 | 31205.6108
Case A Exploratory Policy Scenario - No Price Control | CT | MW | Combustion Turbine | 1461.172 | 1444.049 | 1444.049 | 1444.049 | 1444.049 | 1444.049 | 1444.049 | MA | 12874.8373 | 12145.6143 | 12145.6143 | 12145.6143 | 15085.5243 | 19085.5243 | 26880.6591
Case A Exploratory Policy Scenario - No Price Control | CT | MW | Oil/Gas | 1758.795 | 507.394 | 507.394 | 507.394 | 507.394 | 507.394 | 507.394 | NH | 4578.19 | 3375.483 | 3375.483 | 3375.483 | 3375.483 | 3375.483 | 3375.483
Case A Exploratory Policy Scenario - No Price Control | CT | MW | Other | 5.6 | 5.6 | 5.6 | 5.6 | 5.6 | 5.6 | 5.6 | NJ | 16093.7307 | 16441.5747 | 17594.5747 | 21328.5747 | 20154.5747 | 20154.5747 | 27508.896
Case A Exploratory Policy Scenario - No Price Control | CT | MW | Nuclear | 2102 | 2102 | 2102 | 2102 | 2102 | 2102 | 2102 | NY | 50751.743 | 57358.3992 | 61768.9874 | 63789.8758 | 64845.9019 | 66266.5677 | 76888.8168
Case A Exploratory Policy Scenario - No Price Control | CT | MW | Hydro | 158.881 | 158.881 | 158.881 | 158.881 | 158.881 | 158.881 | 158.881 | RI | 2610.331 | 2608.651 | 2608.651 | 2608.651 | 2608.651 | 6669.5618 | 12312.9086
Case A Exploratory Policy Scenario - No Price Control | CT | MW | Solar PV | 433.9 | 433.9 | 433.9 | 433.9 | 433.9 | 433.9 | 433.9 | VT | 2853.461 | 2860.416 | 6154.416 | 7022.9185 | 10580.122 | 11636.2799 | 11639.2799
Case A Exploratory Policy Scenario - No Price Control | CT | MW | Onshore Wind | 4.8 | 4.8 | 4.8 | 4.8 | 4.8 | 4.8 | 4.8
Case A Exploratory Policy Scenario - No Price Control | CT | MW | Battery Storage | 0 | 205.32 | 205.32 | 205.32 | 205.32 | 205.32 | 205.32
Case A Exploratory Policy Scenario - No Price Control | CT | MW | Other RE | 268.309 | 215.709 | 215.709 | 215.709 | 215.709 | 215.709 | 215.709
Case A Exploratory Policy Scenario - No Price Control | CT | MW | New Combined Cycle | 0 | 0 | 0 | 0 | 0 | 0 | 0
Case A Exploratory Policy Scenario - No Price Control | CT | MW | New Combustion Turbine | 0 | 0 | 0 | 0 | 0 | 0 | 0
Case A Exploratory Policy Scenario - No Price Control | CT | MW | New Other | 0 | 0 | 0 | 0 | 0 | 0 | 0
Case A Exploratory Policy Scenario - No Price Control | CT | MW | New Other RE | 0 | 0 | 0 | 59 | 59 | 59 | 59
Case A Exploratory Policy Scenario - No Price Control | CT | MW | New Solar PV | 0 | 0 | 0 | 0 | 0 | 0 | 1148.4485
Case A Exploratory Policy Scenario - No Price Control | CT | MW | New Onshore Wind | 0 | 0 | 0 | 0 | 0 | 0 | 0
Case A Exploratory Policy Scenario - No Price Control | CT | MW | New Offshore Wind | 304 | 304 | 304 | 304 | 304 | 304 | 304
Case A Exploratory Policy Scenario - No Price Control | CT | MW | New Battery Storage | 0 | 0 | 0 | 0 | 0 | 0 | 0
Case A Exploratory Policy Scenario - No Price Control | CT | MW | New H2 CC | 0 | 0 | 0 | 0 | 0 | 0 | 0
Case A Exploratory Policy Scenario - No Price Control | CT | MW | New H2 CT | 0 | 0 | 0 | 0 | 0 | 0 | 0
Case A Exploratory Policy Scenario - No Price Control | CT | MW | Retire Coal | 0 | 0 | 0 | 0 | 0 | 0 | 0
Case A Exploratory Policy Scenario - No Price Control | CT | MW | Retire Combined Cycle | 0 | 0 | 0 | 0 | 0 | 0 | 0
Case A Exploratory Policy Scenario - No Price Control | CT | MW | Retire Combustion Turbine | 0 | 0 | 0 | 0 | 0 | 0 | 0
Case A Exploratory Policy Scenario - No Price Control | CT | MW | Retire Oil/Gas | 0 | 1134.401 | 1134.401 | 1134.401 | 1134.401 | 1134.401 | 1134.401
Case A Exploratory Policy Scenario - No Price Control | CT | MW | Retire Other | 0 | 52.6 | 52.6 | 52.6 | 52.6 | 52.6 | 52.6
Case A Exploratory Policy Scenario - No Price Control | CT | MW | Retire Nuclear | 0 | 0 | 0 | 0 | 0 | 0 | 0
Case | State/Region | Units | Capacity Sub-Type | 2025 | 2028 | 2030 | 2032 | 2035 | 2037 | 2040
Case A Exploratory Policy Scenario - No Price Control | DE | MW | Coal | 420 | 0 | 0 | 0 | 0 | 0 | 0
Case A Exploratory Policy Scenario - No Price Control | DE | MW | Coal with CCS | 0 | 0 | 0 | 0 | 0 | 0 | 0
Case A Exploratory Policy Scenario - No Price Control | DE | MW | Combined Cycle | 1399 | 1399 | 1399 | 1397.5106 | 1397.5106 | 1397.5106 | 1397.5106
Case A Exploratory Policy Scenario - No Price Control | DE | MW | Combustion Turbine | 370.5 | 370.5 | 370.5 | 370.5 | 370.5 | 370.5 | 370.5
Case A Exploratory Policy Scenario - No Price Control | DE | MW | Oil/Gas | 840 | 840 | 840 | 840 | 840 | 840 | 840
Case A Exploratory Policy Scenario - No Price Control | DE | MW | Other | 0 | 0 | 0 | 0 | 0 | 0 | 0
Case A Exploratory Policy Scenario - No Price Control | DE | MW | Nuclear | 0 | 0 | 0 | 0 | 0 | 0 | 0
Case A Exploratory Policy Scenario - No Price Control | DE | MW | Hydro | 0 | 0 | 0 | 0 | 0 | 0 | 0
Case A Exploratory Policy Scenario - No Price Control | DE | MW | Solar PV | 255.1 | 255.1 | 255.1 | 255.1 | 255.1 | 255.1 | 255.1
Case A Exploratory Policy Scenario - No Price Control | DE | MW | Onshore Wind | 2 | 2 | 2 | 2 | 2 | 2 | 2
Case A Exploratory Policy Scenario - No Price Control | DE | MW | Battery Storage | 0 | 0 | 0 | 0 | 0 | 0 | 0
Case A Exploratory Policy Scenario - No Price Control | DE | MW | Other RE | 34.7 | 34.7 | 34.7 | 34.7 | 34.7 | 34.7 | 34.7
Case A Exploratory Policy Scenario - No Price Control | DE | MW | New Combined Cycle | 0 | 0 | 0 | 0 | 0 | 0 | 0
Case A Exploratory Policy Scenario - No Price Control | DE | MW | New Combustion Turbine | 0 | 0 | 150.975 | 150.975 | 150.975 | 150.975 | 150.975
Case A Exploratory Policy Scenario - No Price Control | DE | MW | New Other | 0 | 0 | 0 | 0 | 0 | 0 | 0
Case A Exploratory Policy Scenario - No Price Control | DE | MW | New Other RE | 0 | 0 | 0 | 0 | 0 | 0 | 0
Case A Exploratory Policy Scenario - No Price Control | DE | MW | New Solar PV | 0 | 0 | 0 | 0 | 0 | 0 | 2594.3256
Case A Exploratory Policy Scenario - No Price Control | DE | MW | New Onshore Wind | 0 | 0 | 0 | 0 | 0 | 0 | 0
Case A Exploratory Policy Scenario - No Price Control | DE | MW | New Offshore Wind | 0 | 0 | 0 | 0 | 0 | 0 | 0
Case A Exploratory Policy Scenario - No Price Control | DE | MW | New Battery Storage | 155.0756 | 155.0756 | 155.0756 | 155.0756 | 155.0756 | 155.0756 | 325.3864
Case A Exploratory Policy Scenario - No Price Control | DE | MW | New H2 CC | 0 | 0 | 0 | 0 | 0 | 0 | 0
Case A Exploratory Policy Scenario - No Price Control | DE | MW | New H2 CT | 0 | 0 | 0 | 0 | 0 | 0 | 0
Case A Exploratory Policy Scenario - No Price Control | DE | MW | Retire Coal | 0 | 0 | 0 | 0 | 0 | 0 | 0
Case A Exploratory Policy Scenario - No Price Control | DE | MW | Retire Combined Cycle | 0 | 0 | 0 | 0 | 0 | 0 | 0
Case A Exploratory Policy Scenario - No Price Control | DE | MW | Retire Combustion Turbine | 0 | 0 | 0 | 0 | 0 | 0 | 0
Case A Exploratory Policy Scenario - No Price Control | DE | MW | Retire Oil/Gas | 0 | 0 | 0 | 0 | 0 | 0 | 0
Case A Exploratory Policy Scenario - No Price Control | DE | MW | Retire Other | 0 | 0 | 0 | 0 | 0 | 0 | 0
Case A Exploratory Policy Scenario - No Price Control | DE | MW | Retire Nuclear | 0 | 0 | 0 | 0 | 0 | 0 | 0
Case | State/Region | Units | Capacity Sub-Type | 2025 | 2028 | 2030 | 2032 | 2035 | 2037 | 2040
Case A Exploratory Policy Scenario - No Price Control | ME | MW | Coal | 0 | 0 | 0 | 0 | 0 | 0 | 0
Case A Exploratory Policy Scenario - No Price Control | ME | MW | Coal with CCS | 0 | 0 | 0 | 0 | 0 | 0 | 0
Case A Exploratory Policy Scenario - No Price Control | ME | MW | Combined Cycle | 1248.956 | 1248.956 | 1248.956 | 1248.956 | 1248.956 | 1248.956 | 1248.956
Case A Exploratory Policy Scenario - No Price Control | ME | MW | Combustion Turbine | 363.794 | 363.794 | 363.794 | 363.794 | 363.794 | 363.794 | 363.794
Case A Exploratory Policy Scenario - No Price Control | ME | MW | Oil/Gas | 744.997 | 606.489 | 606.489 | 606.489 | 606.489 | 606.489 | 367.8263
Case A Exploratory Policy Scenario - No Price Control | ME | MW | Other | 0 | 0 | 0 | 0 | 0 | 0 | 0
Case A Exploratory Policy Scenario - No Price Control | ME | MW | Nuclear | 0 | 0 | 0 | 0 | 0 | 0 | 0
Case A Exploratory Policy Scenario - No Price Control | ME | MW | Hydro | 547.898 | 547.898 | 547.898 | 547.898 | 547.898 | 547.898 | 547.898
Case A Exploratory Policy Scenario - No Price Control | ME | MW | Solar PV | 646.4 | 646.4 | 646.4 | 646.4 | 646.4 | 646.4 | 646.4
Case A Exploratory Policy Scenario - No Price Control | ME | MW | Onshore Wind | 1240.7 | 1240.7 | 1240.7 | 1240.7 | 1240.7 | 1240.7 | 1240.7
Case A Exploratory Policy Scenario - No Price Control | ME | MW | Battery Storage | 193.2 | 193.2 | 193.2 | 193.2 | 193.2 | 193.2 | 193.2
Case A Exploratory Policy Scenario - No Price Control | ME | MW | Other RE | 289.252 | 75.755 | 68.856 | 68.856 | 68.856 | 68.856 | 68.856
Case A Exploratory Policy Scenario - No Price Control | ME | MW | New Combined Cycle | 0 | 0 | 0 | 0 | 0 | 0 | 0
Case A Exploratory Policy Scenario - No Price Control | ME | MW | New Combustion Turbine | 0 | 0 | 0 | 0 | 0 | 0 | 0
Case A Exploratory Policy Scenario - No Price Control | ME | MW | New Other | 0 | 0 | 0 | 0 | 0 | 0 | 0
Case A Exploratory Policy Scenario - No Price Control | ME | MW | New Other RE | 0 | 0 | 0 | 0 | 0 | 0 | 0
Case A Exploratory Policy Scenario - No Price Control | ME | MW | New Solar PV | 0 | 0 | 0 | 0 | 0 | 0 | 0
Case A Exploratory Policy Scenario - No Price Control | ME | MW | New Onshore Wind | 0 | 844.8699 | 2122 | 2122 | 2122 | 2482.9631 | 3671.1526
Case A Exploratory Policy Scenario - No Price Control | ME | MW | New Offshore Wind | 11 | 11 | 11 | 11 | 11 | 11 | 11
Case A Exploratory Policy Scenario - No Price Control | ME | MW | New Battery Storage | 0 | 0 | 0 | 0 | 0 | 0 | 0
Case A Exploratory Policy Scenario - No Price Control | ME | MW | New H2 CC | 0 | 0 | 0 | 0 | 0 | 0 | 0
Case A Exploratory Policy Scenario - No Price Control | ME | MW | New H2 CT | 0 | 0 | 0 | 0 | 0 | 0 | 0
Case A Exploratory Policy Scenario - No Price Control | ME | MW | Retire Coal | 0 | 0 | 0 | 0 | 0 | 0 | 0
Case A Exploratory Policy Scenario - No Price Control | ME | MW | Retire Combined Cycle | 0 | 0 | 0 | 0 | 0 | 0 | 0
Case A Exploratory Policy Scenario - No Price Control | ME | MW | Retire Combustion Turbine | 0 | 0 | 0 | 0 | 0 | 0 | 0
Case A Exploratory Policy Scenario - No Price Control | ME | MW | Retire Oil/Gas | 0 | 138.508 | 138.508 | 138.508 | 138.508 | 138.508 | 377.1707
Case A Exploratory Policy Scenario - No Price Control | ME | MW | Retire Other | 0 | 213.497 | 220.396 | 220.396 | 220.396 | 220.396 | 220.396
Case A Exploratory Policy Scenario - No Price Control | ME | MW | Retire Nuclear | 0 | 0 | 0 | 0 | 0 | 0 | 0
Case | State/Region | Units | Capacity Sub-Type | 2025 | 2028 | 2030 | 2032 | 2035 | 2037 | 2040
Case A Exploratory Policy Scenario - No Price Control | MD | MW | Coal | 1275.497 | -2.2737e-13 | 0 | 0 | 0 | 0 | 0
Case A Exploratory Policy Scenario - No Price Control | MD | MW | Coal with CCS | 0 | 0 | 0 | 0 | 0 | 0 | 0
Case A Exploratory Policy Scenario - No Price Control | MD | MW | Combined Cycle | 2168.62 | 2168.62 | 2168.62 | 2168.62 | 2168.62 | 2168.62 | 2168.62
Case A Exploratory Policy Scenario - No Price Control | MD | MW | Combustion Turbine | 2107.3 | 2077.4 | 2077.4 | 2077.4 | 2077.4 | 2077.4 | 2077.4
Case A Exploratory Policy Scenario - No Price Control | MD | MW | Oil/Gas | 2224 | 1548 | 1548 | 1548 | 1548 | 1548 | 1548
Case A Exploratory Policy Scenario - No Price Control | MD | MW | Other | 0 | 0 | 0 | 0 | 0 | 0 | 0
Case A Exploratory Policy Scenario - No Price Control | MD | MW | Nuclear | 1744.1 | 1744.1 | 1744.1 | 1744.1 | 1744.1 | 1744.1 | 1744.1
Case A Exploratory Policy Scenario - No Price Control | MD | MW | Hydro | 566.48 | 566.48 | 566.48 | 566.48 | 566.48 | 566.48 | 566.48
Case A Exploratory Policy Scenario - No Price Control | MD | MW | Solar PV | 1467.449 | 1563.249 | 1563.249 | 1563.249 | 1563.249 | 1563.249 | 1563.249
Case A Exploratory Policy Scenario - No Price Control | MD | MW | Onshore Wind | 260 | 260 | 260 | 260 | 260 | 260 | 260
Case A Exploratory Policy Scenario - No Price Control | MD | MW | Battery Storage | 6.5 | 6.5 | 6.5 | 6.5 | 6.5 | 6.5 | 6.5
Case A Exploratory Policy Scenario - No Price Control | MD | MW | Other RE | 131.2 | 73.7 | 73.7 | 73.7 | 73.7 | 73.7 | 73.7
Case A Exploratory Policy Scenario - No Price Control | MD | MW | New Combined Cycle | 0 | 0 | 0 | 0 | 0 | 0 | 0
Case A Exploratory Policy Scenario - No Price Control | MD | MW | New Combustion Turbine | 0 | 0 | 0 | 0 | 0 | 0 | 0
Case A Exploratory Policy Scenario - No Price Control | MD | MW | New Other | 0 | 0 | 0 | 0 | 0 | 0 | 0
Case A Exploratory Policy Scenario - No Price Control | MD | MW | New Other RE | 0 | 0 | 0 | 0 | 0 | 0 | 0
Case A Exploratory Policy Scenario - No Price Control | MD | MW | New Solar PV | 0 | 0 | 0 | 0 | 2638.7608 | 6638.7608 | 12638.7608
Case A Exploratory Policy Scenario - No Price Control | MD | MW | New Onshore Wind | 0 | 0 | 678 | 678 | 678 | 678 | 678
Case A Exploratory Policy Scenario - No Price Control | MD | MW | New Offshore Wind | 0 | 1056.8 | 1056.8 | 1056.8 | 1056.8 | 1056.8 | 1056.8
Case A Exploratory Policy Scenario - No Price Control | MD | MW | New Battery Storage | 1343.9035 | 1343.9035 | 1343.9035 | 1343.9035 | 2927.16 | 3059.7318 | 6824.001
Case A Exploratory Policy Scenario - No Price Control | MD | MW | New H2 CC | 0 | 0 | 0 | 0 | 0 | 0 | 0
Case A Exploratory Policy Scenario - No Price Control | MD | MW | New H2 CT | 0 | 0 | 0 | 0 | 0 | 0 | 0
Case A Exploratory Policy Scenario - No Price Control | MD | MW | Retire Coal | 0 | 1275.497 | 0 | 0 | 0 | 0 | 0
Case A Exploratory Policy Scenario - No Price Control | MD | MW | Retire Combined Cycle | 0 | 0 | 0 | 0 | 0 | 0 | 0
Case A Exploratory Policy Scenario - No Price Control | MD | MW | Retire Combustion Turbine | 0 | 0 | 0 | 0 | 0 | 0 | 0
Case A Exploratory Policy Scenario - No Price Control | MD | MW | Retire Oil/Gas | 0 | 0 | 0 | 0 | 0 | 0 | 0
Case A Exploratory Policy Scenario - No Price Control | MD | MW | Retire Other | 0 | 57.5 | 57.5 | 57.5 | 57.5 | 57.5 | 57.5
Case A Exploratory Policy Scenario - No Price Control | MD | MW | Retire Nuclear | 0 | 0 | 0 | 0 | 0 | 0 | 0
Case | State/Region | Units | Capacity Sub-Type | 2025 | 2028 | 2030 | 2032 | 2035 | 2037 | 2040
Case A Exploratory Policy Scenario - No Price Control | MA | MW | Coal | 0 | 0 | 0 | 0 | 0 | 0 | 0
Case A Exploratory Policy Scenario - No Price Control | MA | MW | Coal with CCS | 0 | 0 | 0 | 0 | 0 | 0 | 0
Case A Exploratory Policy Scenario - No Price Control | MA | MW | Combined Cycle | 4853.0668 | 4778.1638 | 4778.1638 | 4778.1638 | 4778.1638 | 4778.1638 | 4778.1638
Case A Exploratory Policy Scenario - No Price Control | MA | MW | Combustion Turbine | 1330.142 | 1205.622 | 1205.622 | 1205.622 | 1205.622 | 1205.622 | 1205.622
Case A Exploratory Policy Scenario - No Price Control | MA | MW | Oil/Gas | 1143.9 | 25.1 | 25.1 | 25.1 | 25.1 | 25.1 | 25.1
Case A Exploratory Policy Scenario - No Price Control | MA | MW | Other | 0 | 0 | 0 | 0 | 0 | 0 | 0
Case A Exploratory Policy Scenario - No Price Control | MA | MW | Nuclear | 0 | 0 | 0 | 0 | 0 | 0 | 0
Case A Exploratory Policy Scenario - No Price Control | MA | MW | Hydro | 2073.133 | 2073.133 | 2073.133 | 2073.133 | 2073.133 | 2073.133 | 2073.133
Case A Exploratory Policy Scenario - No Price Control | MA | MW | Solar PV | 1269.7475 | 1269.7475 | 1269.7475 | 1269.7475 | 1269.7475 | 1269.7475 | 1269.7475
Case A Exploratory Policy Scenario - No Price Control | MA | MW | Onshore Wind | 117.949 | 117.949 | 117.949 | 117.949 | 117.949 | 117.949 | 117.949
Case A Exploratory Policy Scenario - No Price Control | MA | MW | Battery Storage | 406 | 1062 | 1062 | 1062 | 1062 | 1062 | 1062
Case A Exploratory Policy Scenario - No Price Control | MA | MW | Other RE | 286.899 | 219.899 | 219.899 | 219.899 | 219.899 | 219.899 | 219.899
Case A Exploratory Policy Scenario - No Price Control | MA | MW | Clean Energy Connect Import | 0 | 1200 | 1200 | 1200 | 1200 | 1200 | 1200
Case A Exploratory Policy Scenario - No Price Control | MA | MW | New Combined Cycle | 0 | 0 | 0 | 0 | 453.1346 | 453.1346 | 453.1346
Case A Exploratory Policy Scenario - No Price Control | MA | MW | New Combustion Turbine | 0 | 0 | 0 | 0 | 0 | 0 | 0
Case A Exploratory Policy Scenario - No Price Control | MA | MW | New Other | 0 | 0 | 0 | 0 | 0 | 0 | 0
Case A Exploratory Policy Scenario - No Price Control | MA | MW | New Other RE | 0 | 0 | 0 | 0 | 0 | 0 | 0
Case A Exploratory Policy Scenario - No Price Control | MA | MW | New Solar PV | 0 | 0 | 0 | 0 | 1554.2347 | 5554.2347 | 11554.2347
Case A Exploratory Policy Scenario - No Price Control | MA | MW | New Onshore Wind | 0 | 0 | 0 | 0 | 0 | 0 | 0
Case A Exploratory Policy Scenario - No Price Control | MA | MW | New Offshore Wind | 800 | 800 | 800 | 800 | 800 | 800 | 800
Case A Exploratory Policy Scenario - No Price Control | MA | MW | New Battery Storage | 594 | 594 | 594 | 594 | 1526.5408 | 1526.5408 | 3321.6756
Case A Exploratory Policy Scenario - No Price Control | MA | MW | New H2 CC | 0 | 0 | 0 | 0 | 0 | 0 | 0
Case A Exploratory Policy Scenario - No Price Control | MA | MW | New H2 CT | 0 | 0 | 0 | 0 | 0 | 0 | 0
Case A Exploratory Policy Scenario - No Price Control | MA | MW | Retire Coal | 0 | 0 | 0 | 0 | 0 | 0 | 0
Case A Exploratory Policy Scenario - No Price Control | MA | MW | Retire Combined Cycle | 0 | 0 | 0 | 0 | 0 | 0 | 0
Case A Exploratory Policy Scenario - No Price Control | MA | MW | Retire Combustion Turbine | 0 | 0 | 0 | 0 | 0 | 0 | 0
Case A Exploratory Policy Scenario - No Price Control | MA | MW | Retire Oil/Gas | 0 | 1118.8 | 1118.8 | 1118.8 | 1118.8 | 1118.8 | 1118.8
Case A Exploratory Policy Scenario - No Price Control | MA | MW | Retire Other | 0 | 67 | 67 | 67 | 67 | 67 | 67
Case A Exploratory Policy Scenario - No Price Control | MA | MW | Retire Nuclear | 0 | 0 | 0 | 0 | 0 | 0 | 0
Case | State/Region | Units | Capacity Sub-Type | 2025 | 2028 | 2030 | 2032 | 2035 | 2037 | 2040
Case A Exploratory Policy Scenario - No Price Control | NH | MW | Coal | 518.856 | 0 | 0 | 0 | 0 | 0 | 0
Case A Exploratory Policy Scenario - No Price Control | NH | MW | Coal with CCS | 0 | 0 | 0 | 0 | 0 | 0 | 0
Case A Exploratory Policy Scenario - No Price Control | NH | MW | Combined Cycle | 1183.694 | 1183.694 | 1183.694 | 1183.694 | 1183.694 | 1183.694 | 1183.694
Case A Exploratory Policy Scenario - No Price Control | NH | MW | Combustion Turbine | 89.61 | 89.61 | 89.61 | 89.61 | 89.61 | 89.61 | 89.61
Case A Exploratory Policy Scenario - No Price Control | NH | MW | Oil/Gas | 400.2 | 0 | 0 | 0 | 0 | 0 | 0
Case A Exploratory Policy Scenario - No Price Control | NH | MW | Other | 0 | 0 | 0 | 0 | 0 | 0 | 0
Case A Exploratory Policy Scenario - No Price Control | NH | MW | Nuclear | 1246 | 1246 | 1246 | 1246 | 1246 | 1246 | 1246
Case A Exploratory Policy Scenario - No Price Control | NH | MW | Hydro | 509.088 | 509.088 | 509.088 | 509.088 | 509.088 | 509.088 | 509.088
Case A Exploratory Policy Scenario - No Price Control | NH | MW | Solar PV | 107.7 | 107.7 | 107.7 | 107.7 | 107.7 | 107.7 | 107.7
Case A Exploratory Policy Scenario - No Price Control | NH | MW | Onshore Wind | 212.4 | 212.4 | 212.4 | 212.4 | 212.4 | 212.4 | 212.4
Case A Exploratory Policy Scenario - No Price Control | NH | MW | Battery Storage | 0 | 0 | 0 | 0 | 0 | 0 | 0
Case A Exploratory Policy Scenario - No Price Control | NH | MW | Other RE | 310.642 | 26.991 | 26.991 | 26.991 | 26.991 | 26.991 | 26.991
Case A Exploratory Policy Scenario - No Price Control | NH | MW | New Combined Cycle | 0 | 0 | 0 | 0 | 0 | 0 | 0
Case A Exploratory Policy Scenario - No Price Control | NH | MW | New Combustion Turbine | 0 | 0 | 0 | 0 | 0 | 0 | 0
Case A Exploratory Policy Scenario - No Price Control | NH | MW | New Other | 0 | 0 | 0 | 0 | 0 | 0 | 0
Case A Exploratory Policy Scenario - No Price Control | NH | MW | New Other RE | 0 | 0 | 0 | 0 | 0 | 0 | 0
Case A Exploratory Policy Scenario - No Price Control | NH | MW | New Solar PV | 0 | 0 | 0 | 0 | 0 | 0 | 0
Case A Exploratory Policy Scenario - No Price Control | NH | MW | New Onshore Wind | 0 | 0 | 0 | 0 | 0 | 0 | 0
Case A Exploratory Policy Scenario - No Price Control | NH | MW | New Offshore Wind | 0 | 0 | 0 | 0 | 0 | 0 | 0
Case A Exploratory Policy Scenario - No Price Control | NH | MW | New Battery Storage | 0 | 0 | 0 | 0 | 0 | 0 | 0
Case A Exploratory Policy Scenario - No Price Control | NH | MW | New H2 CC | 0 | 0 | 0 | 0 | 0 | 0 | 0
Case A Exploratory Policy Scenario - No Price Control | NH | MW | New H2 CT | 0 | 0 | 0 | 0 | 0 | 0 | 0
Case A Exploratory Policy Scenario - No Price Control | NH | MW | Retire Coal | 0 | 518.856 | 518.856 | 518.856 | 518.856 | 518.856 | 518.856
Case A Exploratory Policy Scenario - No Price Control | NH | MW | Retire Combined Cycle | 0 | 0 | 0 | 0 | 0 | 0 | 0
Case A Exploratory Policy Scenario - No Price Control | NH | MW | Retire Combustion Turbine | 0 | 0 | 0 | 0 | 0 | 0 | 0
Case A Exploratory Policy Scenario - No Price Control | NH | MW | Retire Oil/Gas | 0 | 400.2 | 400.2 | 400.2 | 400.2 | 400.2 | 400.2
Case A Exploratory Policy Scenario - No Price Control | NH | MW | Retire Other | 0 | 283.651 | 283.651 | 283.651 | 283.651 | 283.651 | 283.651
Case A Exploratory Policy Scenario - No Price Control | NH | MW | Retire Nuclear | 0 | 0 | 0 | 0 | 0 | 0 | 0
Case | State/Region | Units | Capacity Sub-Type | 2025 | 2028 | 2030 | 2032 | 2035 | 2037 | 2040
Case A Exploratory Policy Scenario - No Price Control | NJ | MW | Coal | 0 | 0 | 0 | 0 | 0 | 0 | 0
Case A Exploratory Policy Scenario - No Price Control | NJ | MW | Coal with CCS | 0 | 0 | 0 | 0 | 0 | 0 | 0
Case A Exploratory Policy Scenario - No Price Control | NJ | MW | Combined Cycle | 7360.779 | 7360.779 | 7360.779 | 7360.779 | 7360.779 | 7360.779 | 7360.779
Case A Exploratory Policy Scenario - No Price Control | NJ | MW | Combustion Turbine | 1953.08 | 1953.08 | 1953.08 | 1953.08 | 1953.08 | 1953.08 | 1953.08
Case A Exploratory Policy Scenario - No Price Control | NJ | MW | Oil/Gas | 0.6 | 0.6 | 0.6 | 0.6 | 0.6 | 0.6 | 0.6
Case A Exploratory Policy Scenario - No Price Control | NJ | MW | Other | 0 | 0 | 0 | 0 | 0 | 0 | 0
Case A Exploratory Policy Scenario - No Price Control | NJ | MW | Nuclear | 3500 | 3500 | 3500 | 3500 | 2326 | 2326 | 2326
Case A Exploratory Policy Scenario - No Price Control | NJ | MW | Hydro | 404.8 | 404.8 | 404.8 | 404.8 | 404.8 | 404.8 | 404.8
Case A Exploratory Policy Scenario - No Price Control | NJ | MW | Solar PV | 1409.281 | 1739.581 | 1739.581 | 1739.581 | 1739.581 | 1739.581 | 1739.581
Case A Exploratory Policy Scenario - No Price Control | NJ | MW | Onshore Wind | 9 | 9 | 9 | 9 | 9 | 9 | 9
Case A Exploratory Policy Scenario - No Price Control | NJ | MW | Battery Storage | 145.3 | 195.3 | 195.3 | 195.3 | 195.3 | 195.3 | 195.3
Case A Exploratory Policy Scenario - No Price Control | NJ | MW | Other RE | 251.331 | 218.875 | 218.875 | 210.875 | 210.875 | 210.875 | 210.875
Case A Exploratory Policy Scenario - No Price Control | NJ | MW | New Combined Cycle | 0 | 0 | 0 | 0 | 0 | 0 | 0
Case A Exploratory Policy Scenario - No Price Control | NJ | MW | New Combustion Turbine | 0 | 0 | 5 | 5 | 5 | 5 | 5
Case A Exploratory Policy Scenario - No Price Control | NJ | MW | New Other | 0 | 0 | 0 | 0 | 0 | 0 | 0
Case A Exploratory Policy Scenario - No Price Control | NJ | MW | New Other RE | 0 | 0 | 0 | 0 | 0 | 0 | 0
Case A Exploratory Policy Scenario - No Price Control | NJ | MW | New Solar PV | 0 | 0 | 0 | 0 | 0 | 0 | 6000
Case A Exploratory Policy Scenario - No Price Control | NJ | MW | New Onshore Wind | 0 | 0 | 0 | 0 | 0 | 0 | 0
Case A Exploratory Policy Scenario - No Price Control | NJ | MW | New Offshore Wind | 0 | 0 | 1148 | 4890 | 4890 | 4890 | 4890
Case A Exploratory Policy Scenario - No Price Control | NJ | MW | New Battery Storage | 1059.5597 | 1059.5597 | 1059.5597 | 1059.5597 | 1059.5597 | 1059.5597 | 2413.881
Case A Exploratory Policy Scenario - No Price Control | NJ | MW | New H2 CC | 0 | 0 | 0 | 0 | 0 | 0 | 0
Case A Exploratory Policy Scenario - No Price Control | NJ | MW | New H2 CT | 0 | 0 | 0 | 0 | 0 | 0 | 0
Case A Exploratory Policy Scenario - No Price Control | NJ | MW | Retire Coal | 0 | 0 | 0 | 0 | 0 | 0 | 0
Case A Exploratory Policy Scenario - No Price Control | NJ | MW | Retire Combined Cycle | 0 | 0 | 0 | 0 | 0 | 0 | 0
Case A Exploratory Policy Scenario - No Price Control | NJ | MW | Retire Combustion Turbine | 0 | 0 | 0 | 0 | 0 | 0 | 0
Case A Exploratory Policy Scenario - No Price Control | NJ | MW | Retire Oil/Gas | 0 | 0 | 0 | 0 | 0 | 0 | 0
Case A Exploratory Policy Scenario - No Price Control | NJ | MW | Retire Other | 0 | 32.456 | 32.456 | 40.456 | 40.456 | 40.456 | 40.456
Case A Exploratory Policy Scenario - No Price Control | NJ | MW | Retire Nuclear | 0 | 0 | 0 | 0 | 1174 | 1174 | 1174
Case | State/Region | Units | Capacity Sub-Type | 2025 | 2028 | 2030 | 2032 | 2035 | 2037 | 2040
Case A Exploratory Policy Scenario - No Price Control | NY | MW | Coal | 0 | 0 | 0 | 0 | 0 | 0 | 0
Case A Exploratory Policy Scenario - No Price Control | NY | MW | Coal with CCS | 0 | 0 | 0 | 0 | 0 | 0 | 0
Case A Exploratory Policy Scenario - No Price Control | NY | MW | Combined Cycle | 11182.063 | 11146.5376 | 11146.538 | 11145.9643 | 11143.2594 | 11143.2594 | 11143.2594
Case A Exploratory Policy Scenario - No Price Control | NY | MW | Combustion Turbine | 4073.342 | 3464.642 | 3464.642 | 3464.642 | 3464.642 | 3464.642 | 3461.183
Case A Exploratory Policy Scenario - No Price Control | NY | MW | Oil/Gas | 10861.2 | 7641.21 | 7557.1953 | 7557.1953 | 7557.1953 | 7427.5411 | 4286.075
Case A Exploratory Policy Scenario - No Price Control | NY | MW | Other | 150 | 150 | 150 | 150 | 150 | 150 | 150
Case A Exploratory Policy Scenario - No Price Control | NY | MW | Nuclear | 3333.6 | 3333.6 | 3333.6 | 3333.6 | 3333.6 | 3333.6 | 3333.6
Case A Exploratory Policy Scenario - No Price Control | NY | MW | Hydro | 5704.745 | 5704.745 | 5704.745 | 5704.745 | 5704.745 | 5704.745 | 5704.745
Case A Exploratory Policy Scenario - No Price Control | NY | MW | Solar PV | 9090.156 | 9838.156 | 9838.156 | 9838.156 | 9838.156 | 9838.156 | 9838.156
Case A Exploratory Policy Scenario - No Price Control | NY | MW | Onshore Wind | 3804.472 | 3804.472 | 3804.472 | 3804.472 | 3804.472 | 3804.472 | 3804.472
Case A Exploratory Policy Scenario - No Price Control | NY | MW | Offshore Wind | 136 | 1876 | 1876 | 1876 | 1876 | 1876 | 1876
Case A Exploratory Policy Scenario - No Price Control | NY | MW | Battery Storage | 415 | 1492 | 1492 | 1492 | 1492 | 1492 | 1492
Case A Exploratory Policy Scenario - No Price Control | NY | MW | Other RE | 516.165 | 292.639 | 292.639 | 292.639 | 292.639 | 292.639 | 292.639
Case A Exploratory Policy Scenario - No Price Control | NY | MW | Imports Zone D (HQ) | 1485 | 1485 | 1485 | 1485 | 1485 | 1485 | 1485
Case A Exploratory Policy Scenario - No Price Control | NY | MW | Imports Zone J (CHPE) | 0 | 1250 | 1250 | 1250 | 1250 | 1250 | 1250
Case A Exploratory Policy Scenario - No Price Control | NY | MW | New Combined Cycle | 0 | 0 | 0 | 75.0454 | 389.762 | 617.6986 | 1168.5249
Case A Exploratory Policy Scenario - No Price Control | NY | MW | New Combustion Turbine | 0 | 0 | 0 | 0 | 0 | 0 | 0
Case A Exploratory Policy Scenario - No Price Control | NY | MW | New Other | 0 | 0 | 0 | 0 | 0 | 0 | 0
Case A Exploratory Policy Scenario - No Price Control | NY | MW | New Other RE | 0 | 0 | 0 | 0 | 0 | 0 | 0
Case A Exploratory Policy Scenario - No Price Control | NY | MW | New Solar PV | 0 | 0 | 0 | 0 | 0 | 826.4896 | 4399.2071
Case A Exploratory Policy Scenario - No Price Control | NY | MW | New Onshore Wind | 0 | 0 | 3726 | 3726 | 3726 | 3726 | 11226
Case A Exploratory Policy Scenario - No Price Control | NY | MW | New Offshore Wind | 0 | 0 | 0 | 0 | 0 | 0 | 0
Case A Exploratory Policy Scenario - No Price Control | NY | MW | New Battery Storage | 0 | 5879.3977 | 6648.0001 | 8594.4168 | 9338.4311 | 9834.3249 | 11977.9554
Case A Exploratory Policy Scenario - No Price Control | NY | MW | New H2 CC | 0 | 0 | 0 | 0 | 0 | 0 | 0
Case A Exploratory Policy Scenario - No Price Control | NY | MW | New H2 CT | 0 | 0 | 0 | 0 | 0 | 0 | 0
Case A Exploratory Policy Scenario - No Price Control | NY | MW | Retire Coal | 0 | 0 | 0 | 0 | 0 | 0 | 0
Case A Exploratory Policy Scenario - No Price Control | NY | MW | Retire Combined Cycle | 0 | 35.5254 | 35.5254 | 35.5254 | 35.5254 | 35.5254 | 35.5254
Case A Exploratory Policy Scenario - No Price Control | NY | MW | Retire Combustion Turbine | 0 | 0 | 0 | 0 | 0 | 0 | 3.459
Case A Exploratory Policy Scenario - No Price Control | NY | MW | Retire Oil/Gas | 0 | 3219.99 | 3304.0047 | 3304.0047 | 3304.0047 | 3433.6589 | 6575.125
Case A Exploratory Policy Scenario - No Price Control | NY | MW | Retire Other | 0 | 223.526 | 223.526 | 223.526 | 223.526 | 223.526 | 223.526
Case A Exploratory Policy Scenario - No Price Control | NY | MW | Retire Nuclear | 0 | 0 | 0 | 0 | 0 | 0 | 0
Case | State/Region | Units | Capacity Sub-Type | 2025 | 2028 | 2030 | 2032 | 2035 | 2037 | 2040
Case A Exploratory Policy Scenario - No Price Control | RI | MW | Coal | 0 | 0 | 0 | 0 | 0 | 0 | 0
Case A Exploratory Policy Scenario - No Price Control | RI | MW | Coal with CCS | 0 | 0 | 0 | 0 | 0 | 0 | 0
Case A Exploratory Policy Scenario - No Price Control | RI | MW | Combined Cycle | 1812.772 | 1812.772 | 1812.772 | 1812.772 | 1812.772 | 1812.772 | 1812.772
Case A Exploratory Policy Scenario - No Price Control | RI | MW | Combustion Turbine | 9.56 | 9.56 | 9.56 | 9.56 | 9.56 | 9.56 | 3.96
Case A Exploratory Policy Scenario - No Price Control | RI | MW | Oil/Gas | 0 | 0 | 0 | 0 | 0 | 0 | 0
Case A Exploratory Policy Scenario - No Price Control | RI | MW | Other | 0 | 0 | 0 | 0 | 0 | 0 | 0
Case A Exploratory Policy Scenario - No Price Control | RI | MW | Nuclear | 0 | 0 | 0 | 0 | 0 | 0 | 0
Case A Exploratory Policy Scenario - No Price Control | RI | MW | Hydro | 3.156 | 3.156 | 3.156 | 3.156 | 3.156 | 3.156 | 3.156
Case A Exploratory Policy Scenario - No Price Control | RI | MW | Solar PV | 244.8 | 244.8 | 244.8 | 244.8 | 244.8 | 244.8 | 244.8
Case A Exploratory Policy Scenario - No Price Control | RI | MW | Onshore Wind | 54.5 | 54.5 | 54.5 | 54.5 | 54.5 | 54.5 | 54.5
Case A Exploratory Policy Scenario - No Price Control | RI | MW | Battery Storage | 0 | 0 | 0 | 0 | 0 | 0 | 0
Case A Exploratory Policy Scenario - No Price Control | RI | MW | Other RE | 55.543 | 53.863 | 53.863 | 53.863 | 53.863 | 53.863 | 53.863
Case A Exploratory Policy Scenario - No Price Control | RI | MW | New Combined Cycle | 0 | 0 | 0 | 0 | 0 | 0 | 0
Case A Exploratory Policy Scenario - No Price Control | RI | MW | New Combustion Turbine | 0 | 0 | 0 | 0 | 0 | 0 | 0
Case A Exploratory Policy Scenario - No Price Control | RI | MW | New Other | 0 | 0 | 0 | 0 | 0 | 0 | 0
Case A Exploratory Policy Scenario - No Price Control | RI | MW | New Other RE | 0 | 0 | 0 | 0 | 0 | 0 | 0
Case A Exploratory Policy Scenario - No Price Control | RI | MW | New Solar PV | 0 | 0 | 0 | 0 | 0 | 3556.6438 | 8273.2169
Case A Exploratory Policy Scenario - No Price Control | RI | MW | New Onshore Wind | 0 | 0 | 0 | 0 | 0 | 0 | 0
Case A Exploratory Policy Scenario - No Price Control | RI | MW | New Offshore Wind | 430 | 430 | 430 | 430 | 430 | 430 | 430
Case A Exploratory Policy Scenario - No Price Control | RI | MW | New Battery Storage | 0 | 0 | 0 | 0 | 0 | 504.267 | 1436.6407
Case A Exploratory Policy Scenario - No Price Control | RI | MW | New H2 CC | 0 | 0 | 0 | 0 | 0 | 0 | 0
Case A Exploratory Policy Scenario - No Price Control | RI | MW | New H2 CT | 0 | 0 | 0 | 0 | 0 | 0 | 0
Case A Exploratory Policy Scenario - No Price Control | RI | MW | Retire Coal | 0 | 0 | 0 | 0 | 0 | 0 | 0
Case A Exploratory Policy Scenario - No Price Control | RI | MW | Retire Combined Cycle | 0 | 0 | 0 | 0 | 0 | 0 | 0
Case A Exploratory Policy Scenario - No Price Control | RI | MW | Retire Combustion Turbine | 0 | 0 | 0 | 0 | 0 | 0 | 5.6
Case A Exploratory Policy Scenario - No Price Control | RI | MW | Retire Oil/Gas | 0 | 0 | 0 | 0 | 0 | 0 | 0
Case A Exploratory Policy Scenario - No Price Control | RI | MW | Retire Other | 0 | 1.68 | 1.68 | 1.68 | 1.68 | 1.68 | 1.68
Case A Exploratory Policy Scenario - No Price Control | RI | MW | Retire Nuclear | 0 | 0 | 0 | 0 | 0 | 0 | 0
Case | State/Region | Units | Capacity Sub-Type | 2025 | 2028 | 2030 | 2032 | 2035 | 2037 | 2040
Case A Exploratory Policy Scenario - No Price Control | VT | MW | Coal | 0 | 0 | 0 | 0 | 0 | 0 | 0
Case A Exploratory Policy Scenario - No Price Control | VT | MW | Coal with CCS | 0 | 0 | 0 | 0 | 0 | 0 | 0
Case A Exploratory Policy Scenario - No Price Control | VT | MW | Combined Cycle | 0 | 0 | 0 | 0 | 0 | 0 | 0
Case A Exploratory Policy Scenario - No Price Control | VT | MW | Combustion Turbine | 141.839 | 127.794 | 127.794 | 127.794 | 127.794 | 127.794 | 127.794
Case A Exploratory Policy Scenario - No Price Control | VT | MW | Oil/Gas | 0 | 0 | 0 | 0 | 0 | 0 | 0
Case A Exploratory Policy Scenario - No Price Control | VT | MW | Other | 0 | 0 | 0 | 0 | 0 | 0 | 0
Case A Exploratory Policy Scenario - No Price Control | VT | MW | Nuclear | 0 | 0 | 0 | 0 | 0 | 0 | 0
Case A Exploratory Policy Scenario - No Price Control | VT | MW | Hydro | 319.202 | 319.202 | 319.202 | 319.202 | 319.202 | 319.202 | 319.202
Case A Exploratory Policy Scenario - No Price Control | VT | MW | Solar PV | 140.52 | 230.52 | 230.52 | 230.52 | 230.52 | 230.52 | 230.52
Case A Exploratory Policy Scenario - No Price Control | VT | MW | Onshore Wind | 151.2 | 151.2 | 151.2 | 151.2 | 151.2 | 151.2 | 151.2
Case A Exploratory Policy Scenario - No Price Control | VT | MW | Battery Storage | 0 | 0 | 0 | 0 | 0 | 0 | 0
Case A Exploratory Policy Scenario - No Price Control | VT | MW | Other RE | 75.7 | 3.7 | 3.7 | 3.7 | 3.7 | 3.7 | 3.7
Case A Exploratory Policy Scenario - No Price Control | VT | MW | New Combined Cycle | 0 | 0 | 0 | 0 | 0 | 0 | 0
Case A Exploratory Policy Scenario - No Price Control | VT | MW | New Combustion Turbine | 0 | 0 | 0 | 0 | 0 | 0 | 0
Case A Exploratory Policy Scenario - No Price Control | VT | MW | New Other | 0 | 0 | 0 | 0 | 0 | 0 | 0
Case A Exploratory Policy Scenario - No Price Control | VT | MW | New Other RE | 0 | 0 | 0 | 0 | 0 | 0 | 0
Case A Exploratory Policy Scenario - No Price Control | VT | MW | New Solar PV | 0 | 0 | 0 | 0 | 1061.6912 | 1720.54 | 1720.54
Case A Exploratory Policy Scenario - No Price Control | VT | MW | New Onshore Wind | 0 | 0 | 3292 | 4158.5025 | 6014 | 6014 | 6014
Case A Exploratory Policy Scenario - No Price Control | VT | MW | New Offshore Wind | 0 | 0 | 0 | 0 | 0 | 0 | 0
Case A Exploratory Policy Scenario - No Price Control | VT | MW | New Battery Storage | 0 | 0 | 0 | 0 | 637.0147 | 1032.324 | 1032.324
Case A Exploratory Policy Scenario - No Price Control | VT | MW | New H2 CC | 0 | 0 | 0 | 0 | 0 | 0 | 0
Case A Exploratory Policy Scenario - No Price Control | VT | MW | New H2 CT | 0 | 0 | 0 | 0 | 0 | 0 | 0
Case A Exploratory Policy Scenario - No Price Control | VT | MW | Retire Coal | 0 | 0 | 0 | 0 | 0 | 0 | 0
Case A Exploratory Policy Scenario - No Price Control | VT | MW | Retire Combined Cycle | 0 | 0 | 0 | 0 | 0 | 0 | 0
Case A Exploratory Policy Scenario - No Price Control | VT | MW | Retire Combustion Turbine | 0 | 0 | 0 | 0 | 0 | 0 | 0
Case A Exploratory Policy Scenario - No Price Control | VT | MW | Retire Oil/Gas | 0 | 0 | 0 | 0 | 0 | 0 | 0
Case A Exploratory Policy Scenario - No Price Control | VT | MW | Retire Other | 0 | 72 | 72 | 72 | 72 | 72 | 72
Case A Exploratory Policy Scenario - No Price Control | VT | MW | Retire Nuclear | 0 | 0 | 0 | 0 | 0 | 0 | 0
Case | State/Region | Units | Capacity Sub-Type | 2025 | 2028 | 2030 | 2032 | 2035 | 2037 | 2040
Case A Exploratory Policy Scenario - No Price Control | 10-State Contributions | MW | Coal | 2214 | 0 | 0 | 0 | 0 | 0 | 0
Case A Exploratory Policy Scenario - No Price Control | 10-State Contributions | MW | Coal with CCS | 0 | 0 | 0 | 0 | 0 | 0 | 0
Case A Exploratory Policy Scenario - No Price Control | 10-State Contributions | MW | Combined Cycle | 35911 | 35800 | 35800 | 35798 | 35795 | 35795 | 35795
Case A Exploratory Policy Scenario - No Price Control | 10-State Contributions | MW | Combustion Turbine | 11900 | 11106 | 11106 | 11106 | 11106 | 11106 | 11097
Case A Exploratory Policy Scenario - No Price Control | 10-State Contributions | MW | Oil/Gas | 17974 | 11169 | 11085 | 11085 | 11085 | 10955 | 7575
Case A Exploratory Policy Scenario - No Price Control | 10-State Contributions | MW | Other | 156 | 156 | 156 | 156 | 156 | 156 | 156
Case A Exploratory Policy Scenario - No Price Control | 10-State Contributions | MW | Nuclear | 11926 | 11926 | 11926 | 11926 | 10752 | 10752 | 10752
Case A Exploratory Policy Scenario - No Price Control | 10-State Contributions | MW | Hydro | 10287 | 10287 | 10287 | 10287 | 10287 | 10287 | 10287
Case A Exploratory Policy Scenario - No Price Control | 10-State Contributions | MW | Solar PV | 15065 | 16329 | 16329 | 16329 | 16329 | 16329 | 16329
Case A Exploratory Policy Scenario - No Price Control | 10-State Contributions | MW | Onshore Wind | 5857 | 5857 | 5857 | 5857 | 5857 | 5857 | 5857
Case A Exploratory Policy Scenario - No Price Control | 10-State Contributions | MW | Offshore Wind | 136 | 1876 | 1876 | 1876 | 1876 | 1876 | 1876
Case A Exploratory Policy Scenario - No Price Control | 10-State Contributions | MW | Battery Storage | 1166 | 3154 | 3154 | 3154 | 3154 | 3154 | 3154
Case A Exploratory Policy Scenario - No Price Control | 10-State Contributions | MW | Other RE | 2220 | 1216 | 1209 | 1201 | 1201 | 1201 | 1201
Case A Exploratory Policy Scenario - No Price Control | 10-State Contributions | MW | New Combined Cycle | 0 | 0 | 0 | 75 | 843 | 1071 | 1622
Case A Exploratory Policy Scenario - No Price Control | 10-State Contributions | MW | New Combustion Turbine | 0 | 0 | 156 | 156 | 156 | 156 | 156
Case A Exploratory Policy Scenario - No Price Control | 10-State Contributions | MW | New Other | 0 | 0 | 0 | 0 | 0 | 0 | 0
Case A Exploratory Policy Scenario - No Price Control | 10-State Contributions | MW | New Other RE | 0 | 0 | 0 | 59 | 59 | 59 | 59
Case A Exploratory Policy Scenario - No Price Control | 10-State Contributions | MW | New Solar PV | 0 | 0 | 0 | 0 | 5255 | 18296 | 48329
Case A Exploratory Policy Scenario - No Price Control | 10-State Contributions | MW | New Onshore Wind | 0 | 845 | 9818 | 10685 | 12540 | 12901 | 21589
Case A Exploratory Policy Scenario - No Price Control | 10-State Contributions | MW | New Offshore Wind | 1545 | 2602 | 3750 | 7492 | 7492 | 7492 | 7492
Case A Exploratory Policy Scenario - No Price Control | 10-State Contributions | MW | New Battery Storage | 3153 | 9032 | 9801 | 11747 | 15644 | 17172 | 27332
Case A Exploratory Policy Scenario - No Price Control | 10-State Contributions | MW | New H2 CC | 0 | 0 | 0 | 0 | 0 | 0 | 0
Case A Exploratory Policy Scenario - No Price Control | 10-State Contributions | MW | New H2 CT | 0 | 0 | 0 | 0 | 0 | 0 | 0
Case A Exploratory Policy Scenario - No Price Control | 10-State Contributions | MW | Retire Coal | 0 | 1794 | 519 | 519 | 519 | 519 | 519
Case A Exploratory Policy Scenario - No Price Control | 10-State Contributions | MW | Retire Combined Cycle | 0 | 36 | 36 | 36 | 36 | 36 | 36
Case A Exploratory Policy Scenario - No Price Control | 10-State Contributions | MW | Retire Combustion Turbine | 0 | 0 | 0 | 0 | 0 | 0 | 9
Case A Exploratory Policy Scenario - No Price Control | 10-State Contributions | MW | Retire Oil/Gas | 0 | 6012 | 6096 | 6096 | 6096 | 6226 | 9606
Case A Exploratory Policy Scenario - No Price Control | 10-State Contributions | MW | Retire Other | 0 | 1004 | 1011 | 1019 | 1019 | 1019 | 1019
Case A Exploratory Policy Scenario - No Price Control | 10-State Contributions | MW | Retire Nuclear | 0 | 0 | 0 | 0 | 1174 | 1174 | 1174

## Generation
ICF - RGGI - Flat Cap and Policy Case Results
2025-06-20
Generation Mix
State/Case Comparison
Case 1: | State/Region | [9 empty] | Case 2: | State/Region | [9 empty] | Case 3: | State/Region
Case A Exploratory Policy Scenario | NY | [9 empty] | Case B Exploratory Policy Scenario | 10-State Contributions | [9 empty] | Case B Exploratory Policy Scenario | NY
Case | State/Region | Units | Capacity Type | 2025 | 2028 | 2030 | 2032 | 2035 | 2037 | 2040 | Case | State/Region | Units | Capacity Type | 2025 | 2028 | 2030 | 2032 | 2035 | 2037 | 2040 | Case | State/Region | Units | Capacity Type | 2025 | 2028 | 2030 | 2032 | 2035 | 2037 | 2040
Case A Exploratory Policy Scenario | NY | GWh | Coal | 0 | 0 | 0 | 0 | 0 | 0 | 0 | Case B Exploratory Policy Scenario | 10-State Contributions | GWh | Coal | 2744.684 | 0 | 0 | 0 | 0 | 0 | 0 | Case B Exploratory Policy Scenario | NY | GWh | Coal | 0 | 0 | 0 | 0 | 0 | 0 | 0
Case A Exploratory Policy Scenario | NY | GWh | Coal with CCS | 0 | 0 | 0 | 0 | 0 | 0 | 0 | Case B Exploratory Policy Scenario | 10-State Contributions | GWh | Coal with CCS | 0 | 0 | 0 | 0 | 0 | 0 | 0 | Case B Exploratory Policy Scenario | NY | GWh | Coal with CCS | 0 | 0 | 0 | 0 | 0 | 0 | 0
Case A Exploratory Policy Scenario | NY | GWh | Combined Cycle | 42038.8467 | 34085.0248 | 28631.9671 | 28800.9211 | 34390.8341 | 34549.2972 | 32002.9045 | Case B Exploratory Policy Scenario | 10-State Contributions | GWh | Combined Cycle | 137157.9674 | 94828.5078 | 70843.2554 | 63519.3222 | 78400.93 | 54995.8172 | 26114.6026 | Case B Exploratory Policy Scenario | NY | GWh | Combined Cycle | 42849.0569 | 24638.8069 | 20295.6053 | 18362.5891 | 20672.7639 | 16973.9195 | 6734.1693
Case A Exploratory Policy Scenario | NY | GWh | Combustion Turbine | 2133.2767 | 356.62 | 640.9988 | 766.2644 | 706.6245 | 731.099 | 936.4663 | Case B Exploratory Policy Scenario | 10-State Contributions | GWh | Combustion Turbine | 1028.6042 | 359.7513 | 390.6575 | 194.025 | 160.3026 | 196.3885 | 770.6022 | Case B Exploratory Policy Scenario | NY | GWh | Combustion Turbine | 775.5981 | 245.5429 | 124.1125 | 160.8537 | 63.3654 | 82.69 | 357.4636
Case A Exploratory Policy Scenario | NY | GWh | Oil/Gas | 8018.7604 | 1677.3406 | 2094.0875 | 2663.601 | 1888.8112 | 2636.952 | 3303.4055 | Case B Exploratory Policy Scenario | 10-State Contributions | GWh | Oil/Gas | 3925.7558 | 3898.3215 | 1997.9566 | 1936.6628 | 162.6428 | 142.2512 | 19.2536 | Case B Exploratory Policy Scenario | NY | GWh | Oil/Gas | 3879.2402 | 3818.4153 | 1923.6634 | 1891.8731 | 97.2 | 97.2 | 0
Case A Exploratory Policy Scenario | NY | GWh | Other | 882.06 | 1314 | 1314 | 1314 | 1314 | 1314 | 1309.2 | Case B Exploratory Policy Scenario | 10-State Contributions | GWh | Other | 49.056 | 49.056 | 49.056 | 49.056 | 49.056 | 49.056 | 49.056 | Case B Exploratory Policy Scenario | NY | GWh | Other | 0 | 0 | 0 | 0 | 0 | 0 | 0
Case A Exploratory Policy Scenario | NY | GWh | Nuclear | 25687.6009 | 25794.0679 | 25690.0388 | 26258.9667 | 25831.3439 | 25823.4706 | 25938.2835 | Case B Exploratory Policy Scenario | 10-State Contributions | GWh | Nuclear | 95469.0336 | 95469.0336 | 95260.1611 | 94585.0905 | 83995.0111 | 85545.0463 | 83995.0111 | Case B Exploratory Policy Scenario | NY | GWh | Nuclear | 26550.0352 | 26550.0352 | 26341.1627 | 25666.0921 | 25000 | 26550.0352 | 25000
Case A Exploratory Policy Scenario | NY | GWh | Hydro | 27043.0338 | 27033.5278 | 27161.5697 | 26892.2343 | 26641.3215 | 26940.5781 | 27107.3845 | Case B Exploratory Policy Scenario | 10-State Contributions | GWh | Hydro | 37146.5746 | 36218.5956 | 36102.6 | 36132.908 | 37262.1491 | 36611.5207 | 36362.2351 | Case B Exploratory Policy Scenario | NY | GWh | Hydro | 26915.9845 | 27085.716 | 27159.7328 | 27115.9644 | 28361.4709 | 27435.6339 | 27225.6142
Case A Exploratory Policy Scenario | NY | GWh | Solar PV | 14040.9586 | 15386.545 | 14521.844 | 16225.2255 | 15856.6939 | 16127.0059 | 20750.46 | Case B Exploratory Policy Scenario | 10-State Contributions | GWh | Solar PV | 36134.3997 | 49864.1456 | 54356.7308 | 60463.3883 | 71280.6067 | 98846.006 | 170771.1525 | Case B Exploratory Policy Scenario | NY | GWh | Solar PV | 24453.0943 | 36241.7907 | 40685.9515 | 46792.609 | 54693.9111 | 63903.7518 | 77998.1817
Case A Exploratory Policy Scenario | NY | GWh | Onshore Wind | 10405.889 | 11986.9493 | 24175.0185 | 25293.7506 | 24916.0558 | 24843.8537 | 52119.932 | Case B Exploratory Policy Scenario | 10-State Contributions | GWh | Onshore Wind | 17787.2734 | 21659.4391 | 50730.449 | 57910.2513 | 79726.2456 | 84490.5718 | 90573.066 | Case B Exploratory Policy Scenario | NY | GWh | Onshore Wind | 11702.198 | 12091.7903 | 24136.6448 | 28159.883 | 34202.0873 | 37893.6751 | 43431.1939
Case A Exploratory Policy Scenario | NY | GWh | Offshore Wind | 575.5479 | 7589.383 | 7364.7447 | 7239.5085 | 7750.0065 | 7710.5772 | 7518.8679 | Case B Exploratory Policy Scenario | 10-State Contributions | GWh | Offshore Wind | 8892.8814 | 27592.1292 | 49796.4309 | 104136.906 | 125154.9987 | 153409.6488 | 191349.1178 | Case B Exploratory Policy Scenario | NY | GWh | Offshore Wind | 4460.4962 | 17151.0415 | 25608.6653 | 33655.9419 | 45726.9791 | 52207.7109 | 61928.8085
Case A Exploratory Policy Scenario | NY | GWh | Other RE | 2249.9338 | 2160.1748 | 2006.136 | 2073.7779 | 2236.8093 | 2112.7494 | 1847.003 | Case B Exploratory Policy Scenario | 10-State Contributions | GWh | Other RE | 11551.1062 | 9685.4291 | 9241.1987 | 9232.5693 | 10200.6219 | 9956.5009 | 6183.8327 | Case B Exploratory Policy Scenario | NY | GWh | Other RE | 2371.1258 | 2321.0556 | 2269.2837 | 2267.2343 | 3046.3968 | 2938.8354 | 901.5516
Case A Exploratory Policy Scenario | NY | GWh | Hydrogen | 0 | 0 | 0 | 0 | 0 | 0 | 0 | Case B Exploratory Policy Scenario | 10-State Contributions | GWh | Hydrogen | 0 | 0 | 0 | 0 | 0 | 0 | 0 | Case B Exploratory Policy Scenario | NY | GWh | Hydrogen | 0 | 0 | 0 | 0 | 0 | 0 | 0
Case A Exploratory Policy Scenario | NY | GWh | Imports | 10035.3852 | 20542.2384 | 20405.6861 | 20760.6863 | 20638.9122 | 20624.0665 | 20399.6399 | Case B Exploratory Policy Scenario | 10-State Contributions | GWh | Imports | 10361.3499 | 31275.8499 | 31275.8499 | 31275.8499 | 31275.8499 | 31275.8499 | 31275.8499 | Case B Exploratory Policy Scenario | NY | GWh | Imports | 10361.3499 | 20763.8499 | 20763.8499 | 20763.8499 | 20763.8499 | 20763.8499 | 20763.8499
Case A Exploratory Policy Scenario | NY | GWh | Storage Net Loss | -489.4104 | -1640.2252 | -1790.8416 | -1172.5139 | -977.062 | -1407.5914 | -2308.2047 | Case B Exploratory Policy Scenario | 10-State Contributions | GWh | Storage Net Loss | -1661.7997 | -1513.9996 | -1512.4544 | -1531.1854 | -2446.1421 | -2602.5254 | -4971.232 | Case B Exploratory Policy Scenario | NY | GWh | Storage Net Loss | -286.3998 | -381.5482 | -422.1921 | -398.4513 | -1138.8115 | -597.4438 | -481.1743
Note: Capacity and Generation data shown as "Imports" refers to firm contracted energy and capacity from contracted energy from Canada into New England and New York.
Note: The coal co-firing units are reported under Coal capacity type.
State Level Data
Case Selection | Case A Exploratory Policy Scenario
Note: All storage generation reporting is showing the discharge of storage units, not the net discharge, which would include the charge and discharge and be reported as negative values due to the rountrip losses
Case | State/Region | Units | Capacity Sub-Type | 2025 | 2028 | 2030 | 2032 | 2035 | 2037 | 2040
Case A Exploratory Policy Scenario | CT | GWh | Coal | 0 | 0 | 0 | 0 | 0 | 0 | 0
Case A Exploratory Policy Scenario | CT | GWh | Coal with CCS | 0 | 0 | 0 | 0 | 0 | 0 | 0
Case A Exploratory Policy Scenario | CT | GWh | Combined Cycle | 17962.6167 | 17673.6772 | 10091.7459 | 11940.1937 | 7835.7208 | 7679.1204 | 2369.0201
Case A Exploratory Policy Scenario | CT | GWh | Combustion Turbine | 4.73 | 170.686 | 172.3341 | 176.1716 | 170.7146 | 177.873 | 122.6619
Case A Exploratory Policy Scenario | CT | GWh | Oil/Gas | 0 | 79.74 | 79.74 | 79.74 | 79.74 | 57.9712 | 28.5525
Case A Exploratory Policy Scenario | CT | GWh | Other | 49.056 | 49.056 | 49.056 | 49.056 | 49.056 | 49.056 | 49.056
Case A Exploratory Policy Scenario | CT | GWh | Nuclear | 16661.5627 | 16661.5627 | 16661.5627 | 16661.5627 | 16661.5627 | 16661.5627 | 16661.5627
Case A Exploratory Policy Scenario | CT | GWh | Hydro | 537.4624 | 536.8864 | 540.6857 | 540.3875 | 539.0573 | 539.6253 | 539.8281
Case A Exploratory Policy Scenario | CT | GWh | Solar PV | 902.3652 | 902.3652 | 902.3652 | 902.3652 | 901.9323 | 902.0384 | 875.4982
Case A Exploratory Policy Scenario | CT | GWh | Onshore Wind | 14.4408 | 14.4408 | 14.4408 | 14.4408 | 14.4408 | 14.4408 | 14.4408
Case A Exploratory Policy Scenario | CT | GWh | Other RE | 1839.7323 | 1748.8533 | 1748.8533 | 1748.8533 | 1751.7086 | 1752.4783 | 1769.4051
Case A Exploratory Policy Scenario | CT | GWh | Storage Net Loss | -0.29678 | -1.9916 | -19.5439 | -9.382 | -17.4394 | -37.917 | -47.5534
Case A Exploratory Policy Scenario | CT | GWh | New Combined Cycle | 0 | 0 | 0 | 0 | 0 | 0 | 0
Case A Exploratory Policy Scenario | CT | GWh | New Combustion Turbine | 0 | 0 | 0 | 0 | 0 | 0 | 0
Case A Exploratory Policy Scenario | CT | GWh | New Other | 0 | 0 | 0 | 0 | 0 | 0 | 0
Case A Exploratory Policy Scenario | CT | GWh | New Other RE | 0 | 0 | 0 | 342.7584 | 342.7584 | 342.7584 | 342.7584
Case A Exploratory Policy Scenario | CT | GWh | New Solar PV | 0 | 0 | 0 | 0 | 0 | 0 | 2871.4819
Case A Exploratory Policy Scenario | CT | GWh | New Onshore Wind | 0 | 0 | 0 | 0 | 0 | 0 | 0
Case A Exploratory Policy Scenario | CT | GWh | New Offshore Wind | 418.3982 | 1251.6288 | 1251.6288 | 1251.6288 | 1251.6288 | 1251.6288 | 1251.6288
Case A Exploratory Policy Scenario | CT | GWh | New H2 CC | 0 | 0 | 0 | 0 | 0 | 0 | 0
Case A Exploratory Policy Scenario | CT | GWh | New H2 CT | 0 | 0 | 0 | 0 | 0 | 0 | 0
Case | State/Region | Units | Capacity Sub-Type | 2025 | 2028 | 2030 | 2032 | 2035 | 2037 | 2040
Case A Exploratory Policy Scenario | DE | GWh | Coal | 279 | 0 | 0 | 0 | 0 | 0 | 0
Case A Exploratory Policy Scenario | DE | GWh | Coal with CCS | 0 | 0 | 0 | 0 | 0 | 0 | 0
Case A Exploratory Policy Scenario | DE | GWh | Combined Cycle | 2888.1553 | 594.2459 | 718.5077 | 792.6383 | 854.1819 | 854.1819 | 536.6921
Case A Exploratory Policy Scenario | DE | GWh | Combustion Turbine | 28.16 | 15.469 | 21.215 | 20.266 | 11.026 | 3.41 | 3.41
Case A Exploratory Policy Scenario | DE | GWh | Oil/Gas | 66 | 81.007 | 75.394 | 76.4986 | 77.7281 | 68.4972 | 22.08
Case A Exploratory Policy Scenario | DE | GWh | Other | 0 | 0 | 0 | 0 | 0 | 0 | 0
Case A Exploratory Policy Scenario | DE | GWh | Nuclear | 0 | 0 | 0 | 0 | 0 | 0 | 0
Case A Exploratory Policy Scenario | DE | GWh | Hydro | 0 | 0 | 0 | 0 | 0 | 0 | 0
Case A Exploratory Policy Scenario | DE | GWh | Solar PV | 551.5145 | 551.5145 | 551.5145 | 551.5145 | 551.5145 | 551.5145 | 551.5145
Case A Exploratory Policy Scenario | DE | GWh | Onshore Wind | 5.3733 | 5.3733 | 5.3733 | 5.3733 | 5.3733 | 5.3733 | 5.3733
Case A Exploratory Policy Scenario | DE | GWh | Other RE | 43.173 | 43.173 | 43.173 | 44.0085 | 44.508 | 44.508 | 57.8847
Case A Exploratory Policy Scenario | DE | GWh | Storage Net Loss | -17.3991 | -17.3991 | -17.3991 | -17.3991 | -17.3991 | -17.3991 | -74.4618
Case A Exploratory Policy Scenario | DE | GWh | New Combined Cycle | 0 | 0 | 0 | 0 | 0 | 0 | 0
Case A Exploratory Policy Scenario | DE | GWh | New Combustion Turbine | 0 | 0 | 6.6429 | 16.6072 | 3.6234 | 3.6234 | 67.4858
Case A Exploratory Policy Scenario | DE | GWh | New Other | 0 | 0 | 0 | 0 | 0 | 0 | 0
Case A Exploratory Policy Scenario | DE | GWh | New Other RE | 0 | 0 | 0 | 0 | 0 | 0 | 0
Case A Exploratory Policy Scenario | DE | GWh | New Solar PV | 0 | 0 | 0 | 0 | 0 | 0 | 5690.8535
Case A Exploratory Policy Scenario | DE | GWh | New Onshore Wind | 0 | 0 | 0 | 0 | 0 | 0 | 0
Case A Exploratory Policy Scenario | DE | GWh | New Offshore Wind | 0 | 0 | 0 | 0 | 0 | 0 | 0
Case A Exploratory Policy Scenario | DE | GWh | New H2 CC | 0 | 0 | 0 | 0 | 0 | 0 | 0
Case A Exploratory Policy Scenario | DE | GWh | New H2 CT | 0 | 0 | 0 | 0 | 0 | 0 | 0
Case | State/Region | Units | Capacity Sub-Type | 2025 | 2028 | 2030 | 2032 | 2035 | 2037 | 2040
Case A Exploratory Policy Scenario | ME | GWh | Coal | 0 | 0 | 0 | 0 | 0 | 0 | 0
Case A Exploratory Policy Scenario | ME | GWh | Coal with CCS | 0 | 0 | 0 | 0 | 0 | 0 | 0
Case A Exploratory Policy Scenario | ME | GWh | Combined Cycle | 1596.4551 | 763.8312 | 33.12 | 572.0383 | 606.4313 | 34.215 | 2.1
Case A Exploratory Policy Scenario | ME | GWh | Combustion Turbine | 0 | 0.627 | 1.595 | 1.595 | 1.4102 | 1.64 | 0.21
Case A Exploratory Policy Scenario | ME | GWh | Oil/Gas | 11.016 | 11.016 | 6.624 | 6.624 | 10.1503 | 9.7951 | 0
Case A Exploratory Policy Scenario | ME | GWh | Other | 0 | 0 | 0 | 0 | 0 | 0 | 0
Case A Exploratory Policy Scenario | ME | GWh | Nuclear | 0 | 0 | 0 | 0 | 0 | 0 | 0
Case A Exploratory Policy Scenario | ME | GWh | Hydro | 2722.6363 | 2722.6363 | 2722.6363 | 2722.6363 | 2722.6363 | 2722.6363 | 1834.69
Case A Exploratory Policy Scenario | ME | GWh | Solar PV | 1322.9446 | 1432.5937 | 1432.5937 | 1432.5937 | 1430.6655 | 1430.8401 | 1302.5478
Case A Exploratory Policy Scenario | ME | GWh | Onshore Wind | 3759.48 | 3939.3215 | 3939.3215 | 3939.3215 | 3770.1516 | 3795.5599 | 3227.7887
Case A Exploratory Policy Scenario | ME | GWh | Other RE | 1088.4792 | 469.6164 | 297.6142 | 305.6981 | 246.6207 | 246.4558 | 245.9017
Case A Exploratory Policy Scenario | ME | GWh | Storage Net Loss | -0.10615 | -5.4081 | -87.546 | -92.326 | -93.2245 | -108.847 | -90.0557
Case A Exploratory Policy Scenario | ME | GWh | New Combined Cycle | 0 | 0 | 0 | 0 | 0 | 0 | 0
Case A Exploratory Policy Scenario | ME | GWh | New Combustion Turbine | 0 | 0 | 0 | 0 | 0 | 0 | 0
Case A Exploratory Policy Scenario | ME | GWh | New Other | 0 | 0 | 0 | 0 | 0 | 0 | 0
Case A Exploratory Policy Scenario | ME | GWh | New Other RE | 0 | 0 | 0 | 0 | 0 | 0 | 0
Case A Exploratory Policy Scenario | ME | GWh | New Solar PV | 0 | 0 | 0 | 0 | 0 | 0 | 0
Case A Exploratory Policy Scenario | ME | GWh | New Onshore Wind | 0 | 3032.3967 | 10179.0305 | 10179.0305 | 10179.0305 | 11951.0845 | 17120.3054
Case A Exploratory Policy Scenario | ME | GWh | New Offshore Wind | 51.1276 | 51.1276 | 51.1276 | 51.1276 | 47.4333 | 50.0285 | 39.7805
Case A Exploratory Policy Scenario | ME | GWh | New H2 CC | 0 | 0 | 0 | 0 | 0 | 0 | 0
Case A Exploratory Policy Scenario | ME | GWh | New H2 CT | 0 | 0 | 0 | 0 | 0 | 0 | 0
Case | State/Region | Units | Capacity Sub-Type | 2025 | 2028 | 2030 | 2032 | 2035 | 2037 | 2040
Case A Exploratory Policy Scenario | MD | GWh | Coal | 0 | 0 | 0 | 0 | 0 | 0 | 0
Case A Exploratory Policy Scenario | MD | GWh | Coal with CCS | 0 | 0 | 0 | 0 | 0 | 0 | 0
Case A Exploratory Policy Scenario | MD | GWh | Combined Cycle | 5996.8685 | 1822.4125 | 1341.2673 | 2778.3719 | 3993.8933 | 2322.3426 | 43.2824
Case A Exploratory Policy Scenario | MD | GWh | Combustion Turbine | 15.2908 | 17.5397 | 12.0228 | 25.0548 | 12.0228 | 18.1475 | 31.0902
Case A Exploratory Policy Scenario | MD | GWh | Oil/Gas | 0 | 0 | 0 | 0 | 0 | 0 | 0
Case A Exploratory Policy Scenario | MD | GWh | Other | 0 | 0 | 0 | 0 | 0 | 0 | 0
Case A Exploratory Policy Scenario | MD | GWh | Nuclear | 14796.3086 | 14796.3086 | 14796.3086 | 14796.3086 | 14796.3086 | 14796.3086 | 14796.3086
Case A Exploratory Policy Scenario | MD | GWh | Hydro | 1814.9909 | 1814.9909 | 1814.9909 | 1814.9909 | 1814.9909 | 1814.9909 | 1814.9909
Case A Exploratory Policy Scenario | MD | GWh | Solar PV | 2246.9392 | 3178.5283 | 3226.9526 | 3226.9526 | 3226.9526 | 3226.9526 | 3226.9526
Case A Exploratory Policy Scenario | MD | GWh | Onshore Wind | 706.308 | 754.6725 | 754.6725 | 754.6725 | 754.6725 | 754.6725 | 754.6725
Case A Exploratory Policy Scenario | MD | GWh | Other RE | 698.2808 | 595.7048 | 595.7048 | 595.7048 | 595.7048 | 595.7048 | 595.7048
Case A Exploratory Policy Scenario | MD | GWh | Storage Net Loss | -298.1846 | -316.0811 | -321.5638 | -327.4364 | -429.7423 | -663.7537 | -1710.3919
Case A Exploratory Policy Scenario | MD | GWh | New Combined Cycle | 0 | 0 | 0 | 0 | 0 | 0 | 0
Case A Exploratory Policy Scenario | MD | GWh | New Combustion Turbine | 0 | 0 | 0 | 0 | 0 | 0 | 0
Case A Exploratory Policy Scenario | MD | GWh | New Other | 0 | 0 | 0 | 0 | 0 | 0 | 0
Case A Exploratory Policy Scenario | MD | GWh | New Other RE | 0 | 0 | 0 | 0 | 0 | 0 | 0
Case A Exploratory Policy Scenario | MD | GWh | New Solar PV | 0 | 0 | 0 | 0 | 5499.9166 | 13981.3372 | 26867.7783
Case A Exploratory Policy Scenario | MD | GWh | New Onshore Wind | 0 | 0 | 2882.4308 | 2882.4308 | 2882.4308 | 2882.4308 | 2882.4308
Case A Exploratory Policy Scenario | MD | GWh | New Offshore Wind | 0 | 4079.1159 | 4079.1159 | 4079.1159 | 4079.1159 | 4079.1159 | 4079.1159
Case A Exploratory Policy Scenario | MD | GWh | New H2 CC | 0 | 0 | 0 | 0 | 0 | 0 | 0
Case A Exploratory Policy Scenario | MD | GWh | New H2 CT | 0 | 0 | 0 | 0 | 0 | 0 | 0
Case | State/Region | Units | Capacity Sub-Type | 2025 | 2028 | 2030 | 2032 | 2035 | 2037 | 2040
Case A Exploratory Policy Scenario | MA | GWh | Coal | 0 | 0 | 0 | 0 | 0 | 0 | 0
Case A Exploratory Policy Scenario | MA | GWh | Coal with CCS | 0 | 0 | 0 | 0 | 0 | 0 | 0
Case A Exploratory Policy Scenario | MA | GWh | Combined Cycle | 11331.8971 | 12265.4384 | 9237.4689 | 10413.0054 | 8539.5137 | 5701.5183 | 2940.3659
Case A Exploratory Policy Scenario | MA | GWh | Combustion Turbine | 3.4045 | 121.6652 | 119.0615 | 160.7867 | 119.6899 | 119.9233 | 89.8001
Case A Exploratory Policy Scenario | MA | GWh | Oil/Gas | 2.6909 | 61.6381 | 75.1168 | 72.6975 | 60.7855 | 84.5331 | 69.0056
Case A Exploratory Policy Scenario | MA | GWh | Other | 0 | 0 | 0 | 0 | 0 | 0 | 0
Case A Exploratory Policy Scenario | MA | GWh | Nuclear | 0 | 0 | 0 | 0 | 0 | 0 | 0
Case A Exploratory Policy Scenario | MA | GWh | Hydro | 1067.8678 | 1059.38 | 1292.5567 | 1204.0753 | 1093.7573 | 1428.2737 | 1883.4115
Case A Exploratory Policy Scenario | MA | GWh | Solar PV | 2664.415 | 2664.415 | 2664.415 | 2664.415 | 2664.415 | 2664.415 | 2664.415
Case A Exploratory Policy Scenario | MA | GWh | Onshore Wind | 304.7983 | 304.7983 | 304.7983 | 304.7983 | 304.7983 | 304.7983 | 304.7983
Case A Exploratory Policy Scenario | MA | GWh | Other RE | 1984.5291 | 1842.0771 | 1842.0771 | 1842.0771 | 1842.0771 | 1842.0771 | 1842.0771
Case A Exploratory Policy Scenario | MA | GWh | Storage Net Loss | -132.5619 | -132.5988 | -221.2375 | -185.0036 | -193.5002 | -514.6594 | -1305.8999
Case A Exploratory Policy Scenario | MA | GWh | Clean Energy Connect Import | 0 | 10512 | 10512 | 10512 | 10512 | 10512 | 9976.0117
Case A Exploratory Policy Scenario | MA | GWh | New Combined Cycle | 0 | 0 | 0 | 0 | 2318.6838 | 2318.6838 | 2318.6838
Case A Exploratory Policy Scenario | MA | GWh | New Combustion Turbine | 0 | 0 | 0 | 0 | 0 | 0 | 0
Case A Exploratory Policy Scenario | MA | GWh | New Other | 0 | 0 | 0 | 0 | 0 | 0 | 0
Case A Exploratory Policy Scenario | MA | GWh | New Other RE | 0 | 0 | 0 | 0 | 0 | 0 | 0
Case A Exploratory Policy Scenario | MA | GWh | New Solar PV | 0 | 0 | 0 | 0 | 1830.0048 | 10175.8916 | 22689.8166
Case A Exploratory Policy Scenario | MA | GWh | New Onshore Wind | 0 | 0 | 0 | 0 | 0 | 0 | 0
Case A Exploratory Policy Scenario | MA | GWh | New Offshore Wind | 3293.76 | 3293.76 | 3293.76 | 3293.76 | 3293.76 | 3293.76 | 3293.76
Case A Exploratory Policy Scenario | MA | GWh | New H2 CC | 0 | 0 | 0 | 0 | 0 | 0 | 0
Case A Exploratory Policy Scenario | MA | GWh | New H2 CT | 0 | 0 | 0 | 0 | 0 | 0 | 0
Case | State/Region | Units | Capacity Sub-Type | 2025 | 2028 | 2030 | 2032 | 2035 | 2037 | 2040
Case A Exploratory Policy Scenario | NH | GWh | Coal | 560.3645 | 0 | 0 | 0 | 0 | 0 | 0
Case A Exploratory Policy Scenario | NH | GWh | Coal with CCS | 0 | 0 | 0 | 0 | 0 | 0 | 0
Case A Exploratory Policy Scenario | NH | GWh | Combined Cycle | 1539.6993 | 1585.6725 | 1514.4884 | 2163.1659 | 2177.1472 | 549.5324 | 0
Case A Exploratory Policy Scenario | NH | GWh | Combustion Turbine | 0.66044 | 24.0368 | 22.2476 | 23.7078 | 22.9233 | 23.5069 | 17.3194
Case A Exploratory Policy Scenario | NH | GWh | Oil/Gas | 0 | 0 | 0 | 0 | 0 | 0 | 0
Case A Exploratory Policy Scenario | NH | GWh | Other | 0 | 0 | 0 | 0 | 0 | 0 | 0
Case A Exploratory Policy Scenario | NH | GWh | Nuclear | 10063.3808 | 10063.3808 | 10063.3808 | 10063.3808 | 10063.3808 | 10063.3808 | 10063.3808
Case A Exploratory Policy Scenario | NH | GWh | Hydro | 1406.0808 | 1406.0808 | 1406.0808 | 1406.0808 | 1406.0808 | 1406.0808 | 1406.0807
Case A Exploratory Policy Scenario | NH | GWh | Solar PV | 232.8486 | 232.8486 | 232.8486 | 232.8486 | 232.8486 | 232.8486 | 232.8486
Case A Exploratory Policy Scenario | NH | GWh | Onshore Wind | 666.5463 | 666.5463 | 666.5463 | 666.5463 | 666.5463 | 666.5463 | 666.5463
Case A Exploratory Policy Scenario | NH | GWh | Other RE | 531.5814 | 194.8465 | 194.8465 | 194.8465 | 194.8465 | 194.8465 | 194.8465
Case A Exploratory Policy Scenario | NH | GWh | Storage Net Loss | 0 | 0 | 0 | 0 | 0 | 0 | 0
Case A Exploratory Policy Scenario | NH | GWh | New Combined Cycle | 0 | 0 | 0 | 0 | 0 | 0 | 0
Case A Exploratory Policy Scenario | NH | GWh | New Combustion Turbine | 0 | 0 | 0 | 0 | 0 | 0 | 0
Case A Exploratory Policy Scenario | NH | GWh | New Other | 0 | 0 | 0 | 0 | 0 | 0 | 0
Case A Exploratory Policy Scenario | NH | GWh | New Other RE | 0 | 0 | 0 | 0 | 0 | 0 | 0
Case A Exploratory Policy Scenario | NH | GWh | New Solar PV | 0 | 0 | 0 | 0 | 0 | 0 | 0
Case A Exploratory Policy Scenario | NH | GWh | New Onshore Wind | 0 | 0 | 0 | 0 | 0 | 0 | 0
Case A Exploratory Policy Scenario | NH | GWh | New Offshore Wind | 0 | 0 | 0 | 0 | 0 | 0 | 0
Case A Exploratory Policy Scenario | NH | GWh | New H2 CC | 0 | 0 | 0 | 0 | 0 | 0 | 0
Case A Exploratory Policy Scenario | NH | GWh | New H2 CT | 0 | 0 | 0 | 0 | 0 | 0 | 0
Case | State/Region | Units | Capacity Sub-Type | 2025 | 2028 | 2030 | 2032 | 2035 | 2037 | 2040
Case A Exploratory Policy Scenario | NJ | GWh | Coal | 0 | 0 | 0 | 0 | 0 | 0 | 0
Case A Exploratory Policy Scenario | NJ | GWh | Coal with CCS | 0 | 0 | 0 | 0 | 0 | 0 | 0
Case A Exploratory Policy Scenario | NJ | GWh | Combined Cycle | 16556.9195 | 7179.2163 | 5848.8382 | 5004.3018 | 6741.0546 | 6665.3538 | 3368.564
Case A Exploratory Policy Scenario | NJ | GWh | Combustion Turbine | 108.1942 | 25.0452 | 34.4888 | 12.2598 | 20.1738 | 25.8047 | 164.935
Case A Exploratory Policy Scenario | NJ | GWh | Oil/Gas | 0 | 0 | 0.72778 | 0 | 0 | 0.72778 | 0
Case A Exploratory Policy Scenario | NJ | GWh | Other | 0 | 0 | 0 | 0 | 0 | 0 | 0
Case A Exploratory Policy Scenario | NJ | GWh | Nuclear | 27397.7464 | 27397.7464 | 27397.7464 | 27397.7464 | 17473.7591 | 17473.7591 | 17473.7591
Case A Exploratory Policy Scenario | NJ | GWh | Hydro | 119.2989 | 215.0115 | 182.1745 | 130.7623 | 63.9794 | 161.1826 | 298.7307
Case A Exploratory Policy Scenario | NJ | GWh | Solar PV | 2946.8438 | 3665.5182 | 3665.5182 | 3665.5182 | 3665.5182 | 3665.5182 | 3665.5182
Case A Exploratory Policy Scenario | NJ | GWh | Onshore Wind | 25.399 | 25.399 | 25.399 | 25.399 | 25.399 | 25.399 | 25.399
Case A Exploratory Policy Scenario | NJ | GWh | Other RE | 1710.5171 | 1714.5491 | 1711.8211 | 1678.9651 | 1678.9651 | 1678.9651 | 1678.9651
Case A Exploratory Policy Scenario | NJ | GWh | Storage Net Loss | -222.2288 | -297.4047 | -302.683 | -229.1494 | -204.9499 | -247.386 | -754.4557
Case A Exploratory Policy Scenario | NJ | GWh | New Combined Cycle | 0 | 0 | 0 | 0 | 0 | 0 | 0
Case A Exploratory Policy Scenario | NJ | GWh | New Combustion Turbine | 0 | 0 | 0.55 | 0.145 | 0.145 | 0.145 | 2.275
Case A Exploratory Policy Scenario | NJ | GWh | New Other | 0 | 0 | 0 | 0 | 0 | 0 | 0
Case A Exploratory Policy Scenario | NJ | GWh | New Other RE | 0 | 0 | 0 | 0 | 0 | 0 | 0
Case A Exploratory Policy Scenario | NJ | GWh | New Solar PV | 0 | 0 | 0 | 0 | 0 | 0 | 12407.9851
Case A Exploratory Policy Scenario | NJ | GWh | New Onshore Wind | 0 | 0 | 0 | 0 | 0 | 0 | 0
Case A Exploratory Policy Scenario | NJ | GWh | New Offshore Wind | 0 | 0 | 4726.5456 | 20133.108 | 20133.108 | 20133.108 | 20133.108
Case A Exploratory Policy Scenario | NJ | GWh | New H2 CC | 0 | 0 | 0 | 0 | 0 | 0 | 0
Case A Exploratory Policy Scenario | NJ | GWh | New H2 CT | 0 | 0 | 0 | 0 | 0 | 0 | 0
Case | State/Region | Units | Capacity Sub-Type | 2025 | 2028 | 2030 | 2032 | 2035 | 2037 | 2040
Case A Exploratory Policy Scenario | NY | GWh | Coal | 0 | 0 | 0 | 0 | 0 | 0 | 0
Case A Exploratory Policy Scenario | NY | GWh | Coal with CCS | 0 | 0 | 0 | 0 | 0 | 0 | 0
Case A Exploratory Policy Scenario | NY | GWh | Combined Cycle | 42038.8467 | 34085.0248 | 28631.9671 | 28716.3106 | 33002.218 | 31800.2219 | 27129.8664
Case A Exploratory Policy Scenario | NY | GWh | Combustion Turbine | 2133.2767 | 356.62 | 640.9988 | 766.2644 | 706.6245 | 731.099 | 936.4663
Case A Exploratory Policy Scenario | NY | GWh | Oil/Gas | 8018.7604 | 1677.3406 | 2094.0875 | 2663.601 | 1888.8112 | 2636.952 | 3303.4055
Case A Exploratory Policy Scenario | NY | GWh | Other | 882.06 | 1314 | 1314 | 1314 | 1314 | 1314 | 1309.2
Case A Exploratory Policy Scenario | NY | GWh | Nuclear | 25687.6009 | 25794.0679 | 25690.0388 | 26258.9667 | 25831.3439 | 25823.4706 | 25938.2835
Case A Exploratory Policy Scenario | NY | GWh | Hydro | 27043.0338 | 27033.5278 | 27161.5697 | 26892.2343 | 26641.3215 | 26940.5781 | 27107.3845
Case A Exploratory Policy Scenario | NY | GWh | Solar PV | 14040.9586 | 15386.545 | 14521.844 | 16225.2255 | 15856.6939 | 15258.368 | 13939.211
Case A Exploratory Policy Scenario | NY | GWh | Onshore Wind | 10405.889 | 11986.9493 | 11873.2333 | 12660.837 | 12328.9855 | 12298.5639 | 12072.3867
Case A Exploratory Policy Scenario | NY | GWh | Offshore Wind | 575.5479 | 7589.383 | 7364.7447 | 7239.5085 | 7750.0065 | 7710.5772 | 7518.8679
Case A Exploratory Policy Scenario | NY | GWh | Other RE | 2249.9338 | 2160.1748 | 2006.136 | 2073.7779 | 2236.8093 | 2112.7494 | 1847.003
Case A Exploratory Policy Scenario | NY | GWh | Storage Net Loss | -489.4104 | -1640.2252 | -1790.8416 | -1172.5139 | -977.062 | -1407.5914 | -2308.2047
Case A Exploratory Policy Scenario | NY | GWh | Imports Zone D (HQ) | 10035.3852 | 10241.0004 | 10221.1127 | 10358.1863 | 10305.7365 | 10253.5307 | 10126.7824
Case A Exploratory Policy Scenario | NY | GWh | Imports Zone J (CHPE) | 0 | 10301.238 | 10184.5734 | 10402.5 | 10333.1757 | 10370.5358 | 10272.8574
Case A Exploratory Policy Scenario | NY | GWh | New Combined Cycle | 0 | 0 | 0 | 84.6105 | 1388.616 | 2749.0753 | 4873.0381
Case A Exploratory Policy Scenario | NY | GWh | New Combustion Turbine | 0 | 0 | 0 | 0 | 0 | 0 | 0
Case A Exploratory Policy Scenario | NY | GWh | New Other | 0 | 0 | 0 | 0 | 0 | 0 | 0
Case A Exploratory Policy Scenario | NY | GWh | New Other RE | 0 | 0 | 0 | 0 | 0 | 0 | 0
Case A Exploratory Policy Scenario | NY | GWh | New Solar PV | 0 | 0 | 0 | 0 | 0 | 868.6379 | 6811.249
Case A Exploratory Policy Scenario | NY | GWh | New Onshore Wind | 0 | 0 | 12301.7852 | 12632.9136 | 12587.0703 | 12545.2898 | 40047.5453
Case A Exploratory Policy Scenario | NY | GWh | New Offshore Wind | 0 | 0 | 0 | 0 | 0 | 0 | 0
Case A Exploratory Policy Scenario | NY | GWh | New H2 CC | 0 | 0 | 0 | 0 | 0 | 0 | 0
Case A Exploratory Policy Scenario | NY | GWh | New H2 CT | 0 | 0 | 0 | 0 | 0 | 0 | 0
Case | State/Region | Units | Capacity Sub-Type | 2025 | 2028 | 2030 | 2032 | 2035 | 2037 | 2040
Case A Exploratory Policy Scenario | RI | GWh | Coal | 0 | 0 | 0 | 0 | 0 | 0 | 0
Case A Exploratory Policy Scenario | RI | GWh | Coal with CCS | 0 | 0 | 0 | 0 | 0 | 0 | 0
Case A Exploratory Policy Scenario | RI | GWh | Combined Cycle | 5782.0011 | 6033.9441 | 5354.8618 | 6176.0947 | 6022.8356 | 4128.0004 | 3065.3017
Case A Exploratory Policy Scenario | RI | GWh | Combustion Turbine | 44.7464 | 45.182 | 45.182 | 45.182 | 45.182 | 45.4833 | 0.34452
Case A Exploratory Policy Scenario | RI | GWh | Oil/Gas | 0 | 0 | 0 | 0 | 0 | 0 | 0
Case A Exploratory Policy Scenario | RI | GWh | Other | 0 | 0 | 0 | 0 | 0 | 0 | 0
Case A Exploratory Policy Scenario | RI | GWh | Nuclear | 0 | 0 | 0 | 0 | 0 | 0 | 0
Case A Exploratory Policy Scenario | RI | GWh | Hydro | 8.3612 | 8.3612 | 8.3612 | 8.3612 | 8.3612 | 8.3612 | 8.3612
Case A Exploratory Policy Scenario | RI | GWh | Solar PV | 530.6188 | 530.6188 | 530.6188 | 530.6188 | 530.6188 | 530.6188 | 530.6188
Case A Exploratory Policy Scenario | RI | GWh | Onshore Wind | 140.4231 | 140.4231 | 140.4231 | 140.4231 | 140.4231 | 140.4231 | 140.4231
Case A Exploratory Policy Scenario | RI | GWh | Other RE | 331.7144 | 331.8232 | 331.1256 | 331.8232 | 331.8232 | 303.7912 | 321.452
Case A Exploratory Policy Scenario | RI | GWh | Storage Net Loss | 0 | 0 | 0 | 0 | 0 | -110.8377 | -293.2121
Case A Exploratory Policy Scenario | RI | GWh | New Combined Cycle | 0 | 0 | 0 | 0 | 0 | 0 | 0
Case A Exploratory Policy Scenario | RI | GWh | New Combustion Turbine | 0 | 0 | 0 | 0 | 0 | 0 | 0
Case A Exploratory Policy Scenario | RI | GWh | New Other | 0 | 0 | 0 | 0 | 0 | 0 | 0
Case A Exploratory Policy Scenario | RI | GWh | New Other RE | 0 | 0 | 0 | 0 | 0 | 0 | 0
Case A Exploratory Policy Scenario | RI | GWh | New Solar PV | 0 | 0 | 0 | 0 | 0 | 6427.1443 | 16691.6552
Case A Exploratory Policy Scenario | RI | GWh | New Onshore Wind | 0 | 0 | 0 | 0 | 0 | 0 | 0
Case A Exploratory Policy Scenario | RI | GWh | New Offshore Wind | 669.0993 | 1765.4554 | 1765.4554 | 1765.4554 | 1765.4554 | 1765.4554 | 1765.4554
Case A Exploratory Policy Scenario | RI | GWh | New H2 CC | 0 | 0 | 0 | 0 | 0 | 0 | 0
Case A Exploratory Policy Scenario | RI | GWh | New H2 CT | 0 | 0 | 0 | 0 | 0 | 0 | 0
Case | State/Region | Units | Capacity Sub-Type | 2025 | 2028 | 2030 | 2032 | 2035 | 2037 | 2040
Case A Exploratory Policy Scenario | VT | GWh | Coal | 0 | 0 | 0 | 0 | 0 | 0 | 0
Case A Exploratory Policy Scenario | VT | GWh | Coal with CCS | 0 | 0 | 0 | 0 | 0 | 0 | 0
Case A Exploratory Policy Scenario | VT | GWh | Combined Cycle | 0 | 0 | 0 | 0 | 0 | 0 | 0
Case A Exploratory Policy Scenario | VT | GWh | Combustion Turbine | 1.231 | 0.79376 | 0.79376 | 0.79376 | 0 | 0 | 0
Case A Exploratory Policy Scenario | VT | GWh | Oil/Gas | 0 | 0 | 0 | 0 | 0 | 0 | 0
Case A Exploratory Policy Scenario | VT | GWh | Other | 0 | 0 | 0 | 0 | 0 | 0 | 0
Case A Exploratory Policy Scenario | VT | GWh | Nuclear | 0 | 0 | 0 | 0 | 0 | 0 | 0
Case A Exploratory Policy Scenario | VT | GWh | Hydro | 1267.8718 | 1267.8718 | 1267.8718 | 1267.8718 | 1267.8718 | 1267.8718 | 1267.8718
Case A Exploratory Policy Scenario | VT | GWh | Solar PV | 282.8155 | 463.9527 | 463.9527 | 463.9527 | 463.9527 | 463.9527 | 463.9527
Case A Exploratory Policy Scenario | VT | GWh | Onshore Wind | 462.3066 | 462.3066 | 462.3066 | 462.3066 | 458.8042 | 462.3066 | 462.3066
Case A Exploratory Policy Scenario | VT | GWh | Other RE | 178.1227 | 23.5331 | 23.5332 | 23.5331 | 23.4306 | 23.5331 | 23.5331
Case A Exploratory Policy Scenario | VT | GWh | Storage Net Loss | 0 | 0 | 0 | 0 | -86.1794 | -121.161 | -166.6842
Case A Exploratory Policy Scenario | VT | GWh | New Combined Cycle | 0 | 0 | 0 | 0 | 0 | 0 | 0
Case A Exploratory Policy Scenario | VT | GWh | New Combustion Turbine | 0 | 0 | 0 | 0 | 0 | 0 | 0
Case A Exploratory Policy Scenario | VT | GWh | New Other | 0 | 0 | 0 | 0 | 0 | 0 | 0
Case A Exploratory Policy Scenario | VT | GWh | New Other RE | 0 | 0 | 0 | 0 | 0 | 0 | 0
Case A Exploratory Policy Scenario | VT | GWh | New Solar PV | 0 | 0 | 0 | 0 | 2103.9859 | 3554.6558 | 3554.6558
Case A Exploratory Policy Scenario | VT | GWh | New Onshore Wind | 0 | 0 | 14060.6724 | 14653.8781 | 24480.9497 | 24480.9497 | 24480.9497
Case A Exploratory Policy Scenario | VT | GWh | New Offshore Wind | 0 | 0 | 0 | 0 | 0 | 0 | 0
Case A Exploratory Policy Scenario | VT | GWh | New H2 CC | 0 | 0 | 0 | 0 | 0 | 0 | 0
Case A Exploratory Policy Scenario | VT | GWh | New H2 CT | 0 | 0 | 0 | 0 | 0 | 0 | 0
Case | State/Region | Units | Capacity Sub-Type | 2025 | 2028 | 2030 | 2032 | 2035 | 2037 | 2040
Case A Exploratory Policy Scenario | 10-State Contributions | GWh | Coal | 839.3645 | 0 | 0 | 0 | 0 | 0 | 0
Case A Exploratory Policy Scenario | 10-State Contributions | GWh | Coal with CCS | 0 | 0 | 0 | 0 | 0 | 0 | 0
Case A Exploratory Policy Scenario | 10-State Contributions | GWh | Combined Cycle | 105693.4592 | 82003.463 | 62772.2654 | 68556.1206 | 69772.9964 | 59734.4867 | 39455.1926
Case A Exploratory Policy Scenario | 10-State Contributions | GWh | Combustion Turbine | 2339.6939 | 777.6646 | 1069.9392 | 1232.0818 | 1109.767 | 1146.8877 | 1366.2374
Case A Exploratory Policy Scenario | 10-State Contributions | GWh | Oil/Gas | 8098.4672 | 1910.7417 | 2331.6901 | 2899.1611 | 2117.2151 | 2858.4765 | 3423.0436
Case A Exploratory Policy Scenario | 10-State Contributions | GWh | Other | 931.116 | 1363.056 | 1363.056 | 1363.056 | 1363.056 | 1363.056 | 1358.256
Case A Exploratory Policy Scenario | 10-State Contributions | GWh | Nuclear | 94606.5993 | 94713.0663 | 94609.0373 | 95177.9651 | 84826.355 | 84818.4817 | 84933.2946
Case A Exploratory Policy Scenario | 10-State Contributions | GWh | Hydro | 35987.6039 | 36064.7467 | 36396.9276 | 35987.4003 | 35558.0565 | 36289.6006 | 36161.3495
Case A Exploratory Policy Scenario | 10-State Contributions | GWh | Solar PV | 25722.2639 | 29008.9 | 28192.6233 | 29896.0048 | 29525.1122 | 28927.0669 | 27453.0774
Case A Exploratory Policy Scenario | 10-State Contributions | GWh | Onshore Wind | 16490.9644 | 18300.2307 | 18186.5148 | 18974.1184 | 18469.5946 | 18468.0837 | 17674.1353
Case A Exploratory Policy Scenario | 10-State Contributions | GWh | Offshore Wind | 575.5479 | 7589.383 | 7364.7447 | 7239.5085 | 7750.0065 | 7710.5772 | 7518.8679
Case A Exploratory Policy Scenario | 10-State Contributions | GWh | Other RE | 10656.0638 | 9124.3513 | 8794.8847 | 8839.2877 | 8946.494 | 8795.1094 | 8576.7731
Case A Exploratory Policy Scenario | 10-State Contributions | GWh | Storage Net Loss | -1160.1878 | -2411.1087 | -2760.8149 | -2033.2104 | -2019.4968 | -3229.5522 | -6750.9194
Case A Exploratory Policy Scenario | 10-State Contributions | GWh | New Combined Cycle | 0 | 0 | 0 | 84.6105 | 3707.2999 | 5067.7591 | 7191.722
Case A Exploratory Policy Scenario | 10-State Contributions | GWh | New Combustion Turbine | 0 | 0 | 7.1929 | 16.7522 | 3.7684 | 3.7684 | 69.7608
Case A Exploratory Policy Scenario | 10-State Contributions | GWh | New Other | 0 | 0 | 0 | 0 | 0 | 0 | 0
Case A Exploratory Policy Scenario | 10-State Contributions | GWh | New Other RE | 0 | 0 | 0 | 342.7584 | 342.7584 | 342.7584 | 342.7584
Case A Exploratory Policy Scenario | 10-State Contributions | GWh | New Solar PV | 0 | 0 | 0 | 0 | 9433.9072 | 35007.6669 | 97585.4755
Case A Exploratory Policy Scenario | 10-State Contributions | GWh | New Onshore Wind | 0 | 3032.3967 | 39423.919 | 40348.2531 | 50129.4813 | 51859.7548 | 84531.2312
Case A Exploratory Policy Scenario | 10-State Contributions | GWh | New Offshore Wind | 4432.3851 | 10441.0877 | 15167.6333 | 30574.1957 | 30570.5013 | 30573.0965 | 30562.8486
Case A Exploratory Policy Scenario | 10-State Contributions | GWh | New H2 CC | 0 | 0 | 0 | 0 | 0 | 0 | 0
Case A Exploratory Policy Scenario | 10-State Contributions | GWh | New H2 CT | 0 | 0 | 0 | 0 | 0 | 0 | 0

## Prices
ICF - RGGI - Flat Cap and Policy Case Results
2025-06-20
Power Prices
State/Case Comparison
Case 1: | State | Metric | Real/Nominal | [7 empty] | Case 2: | State | Metric | Real/Nominal | [7 empty] | Case 3: | State | Metric | Real/Nominal
Case A Updated RGGI Price | NY | Energy Prices | Nominal | [7 empty] | Case A Exploratory Policy Scenario | NJ | Energy Prices | Real | [7 empty] | Case B Exploratory Policy Scenario | CT | Energy Prices | Nominal
Case | State/Region | Metric | Units | 2025 | 2028 | 2030 | 2032 | 2035 | 2037 | 2040 | Case | State/Region | Metric | Units | 2025 | 2028 | 2030 | 2032 | 2035 | 2037 | 2040 | Case | State/Region | Metric | Units | 2025 | 2028 | 2030 | 2032 | 2035 | 2037 | 2040
Case A Updated RGGI Price | NY | Energy Prices | $/MWh | 35.8086 | 36.2628 | 34.4774 | 40.4037 | 51.7832 | 55.2306 | 54.7186 | Case A Exploratory Policy Scenario | NJ | Energy Prices | $/MWh | 31.8292 | 29.8275 | 28.5781 | 30.1598 | 36.7511 | 37.644 | 35.6531 | Case B Exploratory Policy Scenario | CT | Energy Prices | $/MWh | 42.9921 | 49.6668 | 48.2957 | 52.9848 | 61.0886 | 60.6301 | 66.8498
State Level Data - Energy Prices
Case 1 | Case B Exploratory Policy Scenario | [9 empty] | Case 2 | Case B Flat-Cap Scenario
Energy Prices (2022 $/MWh) | [10 empty] | Energy Prices (2022 $/MWh)
Case | State | Metric | Units | 2025 | 2028 | 2030 | 2032 | 2035 | 2037 | 2040 | Case | State | Metric | Units | 2025 | 2028 | 2030 | 2032 | 2035 | 2037 | 2040
Case B Exploratory Policy Scenario | CT | Energy Prices | $/MWh | 38.749 | 42.0592 | 39.233 | 41.2898 | 44.7275 | 42.5844 | 44.1149 | Case B Flat-Cap Scenario | CT | Energy Prices | $/MWh | 38.7406 | 39.7488 | 37.8255 | 39.3574 | 41.0056 | 40.2527 | 41.6925
Case B Exploratory Policy Scenario | DE | Energy Prices | $/MWh | 28.4443 | 28.0202 | 27.9873 | 26.7223 | 31.6633 | 32.2555 | 23.3949 | Case B Flat-Cap Scenario | DE | Energy Prices | $/MWh | 28.4698 | 26.7729 | 25.8146 | 24.4665 | 29.1354 | 31.4195 | 25.9131
Case B Exploratory Policy Scenario | MA | Energy Prices | $/MWh | 39.2572 | 43.4352 | 42.0801 | 44.5168 | 48.8638 | 43.3148 | 42.0069 | Case B Flat-Cap Scenario | MA | Energy Prices | $/MWh | 39.2212 | 40.6933 | 40.0774 | 41.0628 | 44.6543 | 41.328 | 39.8967
Case B Exploratory Policy Scenario | MD | Energy Prices | $/MWh | 32.3937 | 31.5126 | 30.4182 | 29.5826 | 34.7223 | 34.4557 | 30.5555 | Case B Flat-Cap Scenario | MD | Energy Prices | $/MWh | 32.4784 | 30.1826 | 29.2845 | 28.9816 | 33.8711 | 33.8991 | 30.4193
Case B Exploratory Policy Scenario | ME | Energy Prices | $/MWh | 40.4824 | 42.3227 | 32.109 | 34.8269 | 29.1417 | 31.7763 | 23.1134 | Case B Flat-Cap Scenario | ME | Energy Prices | $/MWh | 40.4925 | 41.033 | 31.4271 | 34.3672 | 27.7931 | 31.1183 | 22.2463
Case B Exploratory Policy Scenario | NH | Energy Prices | $/MWh | 41.1765 | 41.8169 | 40.5118 | 42.6646 | 47.9493 | 42.5858 | 43.7331 | Case B Flat-Cap Scenario | NH | Energy Prices | $/MWh | 41.1401 | 40.0891 | 37.5185 | 39.4768 | 44.4367 | 40.0914 | 40.8332
Case B Exploratory Policy Scenario | NJ | Energy Prices | $/MWh | 27.6808 | 27.5985 | 26.1597 | 27.2989 | 32.5634 | 33.2277 | 35.1815 | Case B Flat-Cap Scenario | NJ | Energy Prices | $/MWh | 27.6746 | 25.6692 | 24.1808 | 25.7837 | 30.4267 | 31.8612 | 35.7469
Case B Exploratory Policy Scenario | NY | Energy Prices | $/MWh | 26.703 | 26.1944 | 22.8183 | 24.1091 | 25.0432 | 24.3625 | 55.2031 | Case B Flat-Cap Scenario | NY | Energy Prices | $/MWh | 26.6992 | 24.3249 | 21.6859 | 22.7919 | 23.0823 | 22.3125 | 55.143
Case B Exploratory Policy Scenario | RI | Energy Prices | $/MWh | 42.0016 | 45.1325 | 43.5021 | 46.1067 | 51.3684 | 45.0177 | 38.1659 | Case B Flat-Cap Scenario | RI | Energy Prices | $/MWh | 41.996 | 42.5581 | 40.2513 | 42.8396 | 47.3489 | 42.2353 | 35.4734
Case B Exploratory Policy Scenario | VT | Energy Prices | $/MWh | 45.2137 | 44.5073 | 42.341 | 44.8213 | 45.4132 | 39.2295 | 37.6656 | Case B Flat-Cap Scenario | VT | Energy Prices | $/MWh | 45.201 | 41.9926 | 41.4508 | 42.2326 | 42.0355 | 37.4439 | 34.6111
Energy Prices (Nominal $/MWh) | [10 empty] | Energy Prices (Nominal $/MWh)
Case | State | Metric | Units | 2025 | 2028 | 2030 | 2032 | 2035 | 2037 | 2040 | Case | State | Metric | Units | 2025 | 2028 | 2030 | 2032 | 2035 | 2037 | 2040
Case B Exploratory Policy Scenario | CT | Energy Prices | $/MWh | 42.9921 | 49.6668 | 48.2957 | 52.9848 | 61.0886 | 60.6301 | 66.8498 | Case B Flat-Cap Scenario | CT | Energy Prices | $/MWh | 42.9829 | 46.9385 | 46.5631 | 50.5051 | 56.0054 | 57.3104 | 63.179
Case B Exploratory Policy Scenario | DE | Energy Prices | $/MWh | 31.559 | 33.0885 | 34.4523 | 34.2911 | 43.2457 | 45.9242 | 35.4515 | Case B Flat-Cap Scenario | DE | Energy Prices | $/MWh | 31.5874 | 31.6156 | 31.7777 | 31.3965 | 39.7931 | 44.7339 | 39.2676
Case B Exploratory Policy Scenario | MA | Energy Prices | $/MWh | 43.556 | 51.2918 | 51.8005 | 57.1259 | 66.738 | 61.67 | 63.6554 | Case B Flat-Cap Scenario | MA | Energy Prices | $/MWh | 43.5161 | 48.0539 | 49.3352 | 52.6936 | 60.9887 | 58.8413 | 60.4577
Case B Exploratory Policy Scenario | MD | Energy Prices | $/MWh | 35.941 | 37.2126 | 37.4447 | 37.9617 | 47.4236 | 49.0568 | 46.3025 | Case B Flat-Cap Scenario | MD | Energy Prices | $/MWh | 36.0349 | 35.6421 | 36.0491 | 37.1904 | 46.261 | 48.2642 | 46.0961
Case B Exploratory Policy Scenario | ME | Energy Prices | $/MWh | 44.9154 | 49.978 | 39.5261 | 44.6914 | 39.8017 | 45.2419 | 35.025 | Case B Flat-Cap Scenario | ME | Energy Prices | $/MWh | 44.9265 | 48.455 | 38.6867 | 44.1015 | 37.9598 | 44.3051 | 33.7111
Case B Exploratory Policy Scenario | NH | Energy Prices | $/MWh | 45.6854 | 49.3808 | 49.8699 | 54.749 | 65.489 | 60.6321 | 66.2712 | Case B Flat-Cap Scenario | NH | Energy Prices | $/MWh | 45.6451 | 47.3404 | 46.1852 | 50.6583 | 60.6915 | 57.0807 | 61.8768
Case B Exploratory Policy Scenario | NJ | Energy Prices | $/MWh | 30.712 | 32.5905 | 32.2025 | 35.0311 | 44.475 | 47.3084 | 53.3126 | Case B Flat-Cap Scenario | NJ | Energy Prices | $/MWh | 30.705 | 30.3122 | 29.7666 | 33.0868 | 41.5566 | 45.3628 | 54.1692
Case B Exploratory Policy Scenario | NY | Energy Prices | $/MWh | 29.6271 | 30.9324 | 28.0893 | 30.9379 | 34.204 | 34.6865 | 83.6523 | Case B Flat-Cap Scenario | NY | Energy Prices | $/MWh | 29.6229 | 28.7248 | 26.6953 | 29.2476 | 31.5258 | 31.7677 | 83.5613
Case B Exploratory Policy Scenario | RI | Energy Prices | $/MWh | 46.601 | 53.2961 | 53.551 | 59.1661 | 70.1587 | 64.0946 | 57.835 | Case B Flat-Cap Scenario | RI | Energy Prices | $/MWh | 46.5948 | 50.256 | 49.5493 | 54.9736 | 64.669 | 60.1331 | 53.7549
Case B Exploratory Policy Scenario | VT | Energy Prices | $/MWh | 50.1648 | 52.5578 | 52.1216 | 57.5167 | 62.0251 | 55.8534 | 57.0769 | Case B Flat-Cap Scenario | VT | Energy Prices | $/MWh | 50.1507 | 49.5882 | 51.0259 | 54.1947 | 57.4119 | 53.3112 | 52.4481

## Sheet1
Case | State/Region | Metric | Units | 2028 | 2030 | 2032 | 2035 | 2037 | 2040
Case A Input RGGI Price | NY | Energy Prices | $/MWh | 36.3 | 34.5 | 40.4 | 51.8 | 55.2 | 54.7
Case | State/Region | Metric | Units | 2028 | 2030 | 2032 | 2035 | 2037 | 2040
Case A Exploratory Policy Scenario | NY | Energy Prices | $/MWh | 37 | 35.2 | 40.8 | 52.9 | 56.7 | 55.6
|  |  | Difference: | -0.7 | -0.7 | -0.4 | -1.1 | -1.5 | -0.9
|  |  | Difference w/ Index REC Credit | -0.532 | -0.546 | -0.308 | -0.869 | -1.2 | -0.747
|  |  | Total REC-Reinvestment Revenue | 6253632 | 5388614 | 3523774.8 | 8762846.4 | 11388000 | 5308120.8
Year | Case A
Year | Energy load (GWh) | Summer peak (MW) | Winter peak (MW) |  |  | Load Adjustment Factors - Case A
2024 | 150540 | 31541 | 23800 |  |  |  | 2025 | 2028 | 2030 | 2032 | 2035 | 2037 | 2040
2025 | 151020 | 31650 | 24210 |  |  | MA | 9% | 8% | 8% | 8% | 7% | 6% | 6%
2026 | 152990 | 31900 | 24730 |  |  | CT | 10% | 9% | 9% | 9% | 9% | 8% | 8%
2027 | 154530 | 32110 | 25270 |  |  | ME | 52% | 46% | 42% | 39% | 33% | 31% | 24%
2028 | 155100 | 32130 | 25760 |  |  | NH | 12% | 9% | 9% | 8% | 8% | 7% | 7%
2029 | 156660 | 32340 | 26350 |  |  | RI | 13% | 12% | 12% | 11% | 10% | 10% | 9%
2030 | 159050 | 32580 | 27020 |  |  | VT | 17% | 17% | 17% | 16% | 14% | 14% | 13%
2031 | 162360 | 32880 | 27900 |  |  | NY | 18% | 24% | 22% | 23% | 21% | 20% | 17%
2032 | 166530 | 33320 | 28850 |  |  | DE | 5% | 5% | 5% | 5% | 5% | 5% | 5%
2033 | 171380 | 33830 | 29950 |  |  | MD | 6% | 7% | 7% | 7% | 7% | 7% | 6%
2034 | 176040 | 34210 | 31480 |  |  | NJ | 6% | 7% | 6% | 6% | 6% | 5% | 5%
2035 | 180640 | 34520 | 32990
2036 | 185190 | 34870 | 34490
2037 | 189800 | 35280 | 36100
2038 | 194470 | 35700 | 37740
2039 | 199390 | 36100 | 39520
2040 | 204080 | 36450 | 41200
2041 | 208540 | 36740 | 42850
2042 | 212740 | 37000 | 44200
2043 | 216910 | 37210 | 45410
2044 | 220660 | 37400 | 46430
2045 | 223970 | 37570 | 47400

## Emissions
ICF - RGGI - Flat Cap and Policy Case Results
2025-06-20
Emissions
State/Case Comparison
Case 1: | State/Region | [8 empty] | Case 2: | State/Region | [11 empty] | Case 3: | State/Region
Case A Exploratory Policy Scenario | 10-State Contributions | [8 empty] | Case A Flat-Cap Scenario | 10-State Contributions | [11 empty] | Case B Exploratory Policy Scenario | 10-State Contributions
Case | State/Region | Units | 2025 | 2028 | 2030 | 2032 | 2035 | 2037 | 2040 | Case | State/Region | Units | 2025 | 2028 | 2030 | 2032 | 2035 | 2037 | 2040 |  |  |  | Case | State/Region | Units | 2025 | 2028 | 2030 | 2032 | 2035 | 2037 | 2040
Case A Exploratory Policy Scenario | 10-State Contributions | Million Short Tons | 51.1404 | 34.5906 | 27.0102 | 29.7551 | 31.2073 | 27.9995 | 21.2229 | Case A Flat-Cap Scenario | 10-State Contributions | Million Short Tons | 67.6 | 54.9 | 54.8 | 53.5 | 61.4 | 61.1 | 47.3 |  |  |  | Case B Exploratory Policy Scenario | 10-State Contributions | Million Short Tons | 63.449 | 41.5889 | 30.4987 | 27.2267 | 32.3265 | 22.7171 | 8.1886
Combined Scenario Comparison | [10 empty] | Total Emissions, 2024-2042
State/Region
10-State Contributions
[14 empty] | 2021-2022(RY 2022) | 2023-2023(RY 2023) | 2024-2026(RY 2025) |  |  | 2027-2028(RY 2028) | 2029-2032(RY 2030) | 2033-2037(RY 2035) | 2038-2042(RY 2040)
[13 empty] | Years from 2022-2040 | 3 | 2 | 2 | 2 | 4 | 2 | 2 | 5
Case | State/Region | Units | 2025 | 2028 | 2030 | 2032 | 2035 | 2037 | 2040 |  | Case | State/Region | Units | 2024-2026 | 2027-2028 | 2029-2030 | 2031-2032 | 2033-2036 | 2037-2038 | 2039-2042 | Total
Case A Exploratory Policy Scenario | 10-State Contributions | Million Short Tons | 51.1404 | 34.5906 | 27.0102 | 29.7551 | 31.2073 | 27.9995 | 21.2229 |  | Case A Exploratory Policy Scenario | 10-State Contributions | Million Short Tons | 153.4211 | 69.1811 | 54.0204 | 59.5103 | 124.8291 | 55.9991 | 42.4459 | 559.4069
Case B Exploratory Policy Scenario | 10-State Contributions | Million Short Tons | 63.449 | 41.5889 | 30.4987 | 27.2267 | 32.3265 | 22.7171 | 8.1886 |  | Case B Exploratory Policy Scenario | 10-State Contributions | Million Short Tons | 190.3471 | 83.1778 | 60.9975 | 54.4534 | 129.3059 | 45.4341 | 16.3773 | 580.0931
Case A Exploratory Policy Scenario - No Price Control | 10-State Contributions | Million Short Tons | 40.8 | 32 | 24.6 | 26.8 | 27.1 | 24.9 | 18.5 |  | Case A Exploratory Policy Scenario - No Price Control | 10-State Contributions | Million Short Tons | 122.4 | 64 | 49.2 | 53.6 | 108.4 | 49.8 | 37 | 484.4
Case B Exploratory Policy Scenario - No Price Control | 10-State Contributions | Million Short Tons | 50.4 | 42.1 | 31.7 | 28.5 | 34.3 | 24.8 | 9.9 |  | Case B Exploratory Policy Scenario - No Price Control | 10-State Contributions | Million Short Tons | 151.2 | 84.2 | 63.4 | 57 | 137.2 | 49.6 | 19.8 | 562.4
Case A Flat-Cap Scenario | 10-State Contributions | Million Short Tons | 67.6 | 54.9 | 54.8 | 53.5 | 61.4 | 61.1 | 47.3 |  | Case A Flat-Cap Scenario | 10-State Contributions | Million Short Tons | 202.8 | 109.8 | 109.6 | 107 | 245.6 | 122.2 | 94.6 | 991.6
Case B Flat-Cap Scenario | 10-State Contributions | Million Short Tons | 63.5542 | 49.6629 | 42.6076 | 38.7938 | 42.3017 | 38.6668 | 17.4995 |  | Case B Flat-Cap Scenario | 10-State Contributions | Million Short Tons | 190.6626 | 99.3257 | 85.2153 | 77.5875 | 169.2066 | 77.3336 | 34.999 | 734.3304
Case A Updated RGGI Price | 10-State Contributions | Million Short Tons | 47.544 | 36.9126 | 29.1012 | 31.4278 | 35.291 | 31.9762 | 25.7575 |  | Case A Updated RGGI Price | 10-State Contributions | Million Short Tons | 142.6321 | 73.8252 | 58.2024 | 62.8555 | 141.1642 | 63.9524 | 51.515 | 594.1468
Case B Updated RGGI Price | 10-State Contributions | Million Short Tons | 43.1459 | 32.1626 | 20.0622 | 19.43 | 22.8977 | 16.5834 | 5.4276 |  | Case B Updated RGGI Price | 10-State Contributions | Million Short Tons | 129.4377 | 64.3251 | 40.1243 | 38.86 | 91.5907 | 33.1668 | 10.8553 | 408.3598
State Level Data | [9 empty] | State Level Data | [12 empty] | State Level Data
Case Selection | Case A Flat-Cap Scenario | [8 empty] | Case Selection | Case B Flat-Cap Scenario | [11 empty] | Case Selection | Case A Exploratory Policy Scenario
Case | State/Region | Units | 2025 | 2028 | 2030 | 2032 | 2035 | 2037 | 2040 | Case | State/Region | Units | 2025 | 2028 | 2030 | 2032 | 2035 | 2037 | 2040 |  |  |  | Case | State/Region | Units | 2025 | 2028 | 2030 | 2032 | 2035 | 2037 | 2040
Case A Flat-Cap Scenario | CT | Million Short Tons | 7.5 | 7.8 | 6.9 | 5.8 | 4.4 | 4.5 | 2.7 | Case B Flat-Cap Scenario | CT | Million Short Tons | 7.4297 | 7.407 | 4.9458 | 4.615 | 3.6458 | 3.5661 | 0 |  |  |  | Case A Exploratory Policy Scenario | CT | Million Short Tons | 7.2305 | 7.0735 | 3.9527 | 4.6822 | 3.0261 | 2.9576 | 0.82262
Case A Flat-Cap Scenario | DE | Million Short Tons | 2.6 | 1.5 | 2.9 | 2 | 3.1 | 3.1 | 2.6 | Case B Flat-Cap Scenario | DE | Million Short Tons | 2.5449 | 1.5212 | 1.7238 | 0.88454 | 1.0512 | 1.4046 | 0.62589 |  |  |  | Case A Exploratory Policy Scenario | DE | Million Short Tons | 1.611 | 0.25846 | 0.32126 | 0.3256 | 0.33511 | 0.33511 | 0.24111
Case A Flat-Cap Scenario | ME | Million Short Tons | 1.1 | 0.8 | 0.1 | 0.2 | 0.5 | 0.3 | 0 | Case B Flat-Cap Scenario | ME | Million Short Tons | 1.0924 | 0.72302 | 0.25268 | 0.43494 | 0.60241 | 0.38086 | 0 |  |  |  | Case A Exploratory Policy Scenario | ME | Million Short Tons | 0.67136 | 0.29802 | 0 | 0.22615 | 0.23363 | 0 | 0
Case A Flat-Cap Scenario | MD | Million Short Tons | 7.1 | 4 | 4 | 4.3 | 4.8 | 4.3 | 2.4 | Case B Flat-Cap Scenario | MD | Million Short Tons | 7.1074 | 3.9703 | 3.8452 | 4.1734 | 4.2305 | 4.2821 | 2.0352 |  |  |  | Case A Exploratory Policy Scenario | MD | Million Short Tons | 2.4979 | 0.75117 | 0.5437 | 1.1542 | 1.6374 | 0.95136 | 0.019101
Case A Flat-Cap Scenario | MA | Million Short Tons | 5.3 | 5.7 | 5.5 | 5.2 | 5.6 | 5.2 | 4 | Case B Flat-Cap Scenario | MA | Million Short Tons | 5.4316 | 5.4746 | 4.9592 | 5.1265 | 5.3772 | 3.0222 | 4.1308 |  |  |  | Case A Exploratory Policy Scenario | MA | Million Short Tons | 4.6505 | 4.9691 | 3.7208 | 4.209 | 4.2706 | 3.0896 | 1.9735
Case A Flat-Cap Scenario | NH | Million Short Tons | 1.6 | 1.2 | 1 | 1.3 | 1.6 | 1.3 | 0.3 | Case B Flat-Cap Scenario | NH | Million Short Tons | 1.6437 | 1.2487 | 0.96796 | 1.0681 | 1.7423 | 0.8113 | 1.0625 |  |  |  | Case A Exploratory Policy Scenario | NH | Million Short Tons | 1.3412 | 0.68776 | 0.65742 | 0.93775 | 0.94209 | 0.23626 | 0
Case A Flat-Cap Scenario | NJ | Million Short Tons | 18.3 | 16.5 | 15.4 | 14.3 | 17.4 | 17.1 | 13.1 | Case B Flat-Cap Scenario | NJ | Million Short Tons | 18.2987 | 16.6228 | 16.0425 | 13.1667 | 16.372 | 17.8195 | 8.2474 |  |  |  | Case A Exploratory Policy Scenario | NJ | Million Short Tons | 10.7329 | 5.956 | 5.4762 | 5.1304 | 5.8504 | 5.8285 | 4.2442
Case A Flat-Cap Scenario | NY | Million Short Tons | 21.7 | 15 | 16.5 | 17.7 | 21.2 | 22.7 | 20.6 | Case B Flat-Cap Scenario | NY | Million Short Tons | 17.5639 | 10.267 | 7.6549 | 7.3869 | 6.7626 | 5.9357 | 0 |  |  |  | Case A Exploratory Policy Scenario | NY | Million Short Tons | 20.0806 | 12.1634 | 10.1924 | 10.5963 | 12.4871 | 12.9727 | 12.7277
Case A Flat-Cap Scenario | RI | Million Short Tons | 2.4 | 2.5 | 2.5 | 2.6 | 2.9 | 2.5 | 1.5 | Case B Flat-Cap Scenario | RI | Million Short Tons | 2.4418 | 2.4282 | 2.2156 | 1.9376 | 2.5177 | 1.4445 | 1.3978 |  |  |  | Case A Exploratory Policy Scenario | RI | Million Short Tons | 2.3244 | 2.4332 | 2.1456 | 2.4935 | 2.4248 | 1.6284 | 1.1947
Case A Flat-Cap Scenario | VT | Million Short Tons | 0 | 0 | 0 | 0 | 0 | 0 | 0 | Case B Flat-Cap Scenario | VT | Million Short Tons | 0 | 0 | 0 | 0 | 0 | 0 | 0 |  |  |  | Case A Exploratory Policy Scenario | VT | Million Short Tons | 0 | 0 | 0 | 0 | 0 | 0 | 0
Case A Flat-Cap Scenario | 10-State Total | Million Short Tons | 67.6 | 55 | 54.8 | 53.4 | 61.5 | 61 | 47.2 | Case B Flat-Cap Scenario | 10-State Total | Million Short Tons | 63.5542 | 49.6629 | 42.6076 | 38.7938 | 42.3017 | 38.6668 | 17.4995 |  |  |  | Case A Exploratory Policy Scenario | 10-State Total | Million Short Tons | 51.1404 | 34.5906 | 27.0102 | 29.7551 | 31.2073 | 27.9995 | 21.2229
Case A Flat-Cap Scenario | Eastern Interconnection | Million Short Tons | 1118.4045 | 1004.3348 | 739.4894 | 612.4478 | 594.0646 | 529.4581 | 287.5703 | Case B Flat-Cap Scenario | Eastern Interconnection | Million Short Tons | 1112.0304 | 977.462 | 755.6604 | 599.7866 | 575.8535 | 512.7112 | 240.0848 |  |  |  | Case A Exploratory Policy Scenario | Eastern Interconnection | Million Short Tons | 1121.0445 | 1006.065 | 732.3297 | 607.2574 | 583.3906 | 512.6264 | 270.6425
Case A Flat-Cap Scenario | Non-RGGI PJM | Million Short Tons | 536.2 | 437.3 | 356.7 | 273.7 | 256.7 | 230.3 | 132.7 | Case B Flat-Cap Scenario | Non-RGGI PJM | Million Short Tons | 538.9028 | 423.0908 | 339.8872 | 280.8066 | 263.2072 | 237.4036 | 125.7142 |  |  |  | Case A Exploratory Policy Scenario | Non-RGGI PJM | Million Short Tons | 554.2118 | 458.0366 | 376.5005 | 290.0548 | 274.0126 | 244.4238 | 139.69
Note: The charts shown below show emissions only for the left table. To change emission charting from case to case, adjust the case selection in cell C10

## Fuel Consumption
ICF - RGGI - Flat Cap and Policy Case Results
2025-06-20
Fuel Consumption
State/Case Comparison
Case 1: | State/Region | Season | [9 empty] | Case 2: | State/Region | Season | [9 empty] | Case 3: | State/Region | Season
Case B Exploratory Policy Scenario | 10-State Contributions | Annual | [9 empty] | Case A Flat-Cap Scenario | 10-State Contributions | Annual | [9 empty] | Case B Flat-Cap Scenario | 10-State Contributions | Annual
Case | State/Region | Fuel | Season | Units | 2025 | 2028 | 2030 | 2032 | 2035 | 2037 | 2040 | Case | State/Region | Fuel | Season | Units | 2025 | 2028 | 2030 | 2032 | 2035 | 2037 | 2040 | Case | State/Region | Fuel | Season | Units | 2025 | 2028 | 2030 | 2032 | 2035 | 2037 | 2040
Case B Exploratory Policy Scenario | 10-State Contributions | Coal | Annual | Tbtu | 31.432 | 0 | 0 | 0 | 0 | 0 | 0 | Case A Flat-Cap Scenario | 10-State Contributions | Coal | Annual | Tbtu | 31.432 | 0 | 0 | 0 | 0 | 0 | 0 | Case B Flat-Cap Scenario | 10-State Contributions | Coal | Annual | Tbtu | 31.432 | 0 | 0 | 0 | 0 | 0 | 0
Case B Exploratory Policy Scenario | 10-State Contributions | Oil | Annual | Tbtu | 0.39037 | 0 | 0 | 0 | 0 | 0 | 0 | Case A Flat-Cap Scenario | 10-State Contributions | Oil | Annual | Tbtu | 0.76835 | 0 | 0 | 0 | 0 | 0 | 0 | Case B Flat-Cap Scenario | 10-State Contributions | Oil | Annual | Tbtu | 0.3904 | 0 | 0 | 0 | 0 | 0 | 0
Case B Exploratory Policy Scenario | 10-State Contributions | Gas | Annual | Tbtu | 1026.175 | 710.0482 | 520.8503 | 464.8089 | 554.0223 | 388.1879 | 143.035 | Case A Flat-Cap Scenario | 10-State Contributions | Gas | Annual | Tbtu | 1097.7452 | 936.9726 | 935.4924 | 912.4694 | 1049.0191 | 1055.0479 | 822.0094 | Case B Flat-Cap Scenario | 10-State Contributions | Gas | Annual | Tbtu | 1027.849 | 846.1529 | 725.7373 | 660.2733 | 719.8018 | 657.5469 | 300.2355
Case Selection | Case A Updated RGGI Price
Annual Coal Consumption (TBtu) | [11 empty] | Winter Coal Consumption (TBtu) | [11 empty] | Summer Coal Consumption (TBtu)
Case | State | Fuel | Season | Units | 2025 | 2028 | 2030 | 2032 | 2035 | 2037 | 2040 | Case | State | Fuel | Season | Units | 2025 | 2028 | 2030 | 2032 | 2035 | 2037 | 2040 | Case | State | Fuel | Season | Units | 2025 | 2028 | 2030 | 2032 | 2035 | 2037 | 2040
Case A Updated RGGI Price | CT | Coal | Annual | Tbtu | 0 | 0 | 0 | 0 | 0 | 0 | 0 | Case A Updated RGGI Price | CT | Coal | Winter | Tbtu | 0 | 0 | 0 | 0 | 0 | 0 | 0 | Case A Updated RGGI Price | CT | Coal | Summer | Tbtu | 0 | 0 | 0 | 0 | 0 | 0 | 0
Case A Updated RGGI Price | DE | Coal | Annual | Tbtu | 2.4891 | 0 | 0 | 0 | 0 | 0 | 0 | Case A Updated RGGI Price | DE | Coal | Winter | Tbtu | 2.4891 | 0 | 0 | 0 | 0 | 0 | 0 | Case A Updated RGGI Price | DE | Coal | Summer | Tbtu | 0 | 0 | 0 | 0 | 0 | 0 | 0
Case A Updated RGGI Price | MA | Coal | Annual | Tbtu | 0 | 0 | 0 | 0 | 0 | 0 | 0 | Case A Updated RGGI Price | MA | Coal | Winter | Tbtu | 0 | 0 | 0 | 0 | 0 | 0 | 0 | Case A Updated RGGI Price | MA | Coal | Summer | Tbtu | 0 | 0 | 0 | 0 | 0 | 0 | 0
Case A Updated RGGI Price | MD | Coal | Annual | Tbtu | 0 | 0 | 0 | 0 | 0 | 0 | 0 | Case A Updated RGGI Price | MD | Coal | Winter | Tbtu | 0 | 0 | 0 | 0 | 0 | 0 | 0 | Case A Updated RGGI Price | MD | Coal | Summer | Tbtu | 0 | 0 | 0 | 0 | 0 | 0 | 0
Case A Updated RGGI Price | ME | Coal | Annual | Tbtu | 0 | 0 | 0 | 0 | 0 | 0 | 0 | Case A Updated RGGI Price | ME | Coal | Winter | Tbtu | 0 | 0 | 0 | 0 | 0 | 0 | 0 | Case A Updated RGGI Price | ME | Coal | Summer | Tbtu | 0 | 0 | 0 | 0 | 0 | 0 | 0
Case A Updated RGGI Price | NH | Coal | Annual | Tbtu | 6.5671 | 0 | 0 | 0 | 0 | 0 | 0 | Case A Updated RGGI Price | NH | Coal | Winter | Tbtu | 6.5671 | 0 | 0 | 0 | 0 | 0 | 0 | Case A Updated RGGI Price | NH | Coal | Summer | Tbtu | 0 | 0 | 0 | 0 | 0 | 0 | 0
Case A Updated RGGI Price | NJ | Coal | Annual | Tbtu | 0 | 0 | 0 | 0 | 0 | 0 | 0 | Case A Updated RGGI Price | NJ | Coal | Winter | Tbtu | 0 | 0 | 0 | 0 | 0 | 0 | 0 | Case A Updated RGGI Price | NJ | Coal | Summer | Tbtu | 0 | 0 | 0 | 0 | 0 | 0 | 0
Case A Updated RGGI Price | NY | Coal | Annual | Tbtu | 0 | 0 | 0 | 0 | 0 | 0 | 0 | Case A Updated RGGI Price | NY | Coal | Winter | Tbtu | 0 | 0 | 0 | 0 | 0 | 0 | 0 | Case A Updated RGGI Price | NY | Coal | Summer | Tbtu | 0 | 0 | 0 | 0 | 0 | 0 | 0
Case A Updated RGGI Price | RI | Coal | Annual | Tbtu | 0 | 0 | 0 | 0 | 0 | 0 | 0 | Case A Updated RGGI Price | RI | Coal | Winter | Tbtu | 0 | 0 | 0 | 0 | 0 | 0 | 0 | Case A Updated RGGI Price | RI | Coal | Summer | Tbtu | 0 | 0 | 0 | 0 | 0 | 0 | 0
Case A Updated RGGI Price | VT | Coal | Annual | Tbtu | 0 | 0 | 0 | 0 | 0 | 0 | 0 | Case A Updated RGGI Price | VT | Coal | Winter | Tbtu | 0 | 0 | 0 | 0 | 0 | 0 | 0 | Case A Updated RGGI Price | VT | Coal | Summer | Tbtu | 0 | 0 | 0 | 0 | 0 | 0 | 0
Annual Oil Consumption (TBtu) | [11 empty] | Winter Oil Consumption (TBtu) | [11 empty] | Summer Oil Consumption (TBtu)
Case | State | Fuel | Season | Units | 2025 | 2028 | 2030 | 2032 | 2035 | 2037 | 2040 | Case | State | Fuel | Season | Units | 2025 | 2028 | 2030 | 2032 | 2035 | 2037 | 2040 | Case | State | Fuel | Season | Units | 2025 | 2028 | 2030 | 2032 | 2035 | 2037 | 2040
Case A Updated RGGI Price | CT | Oil | Annual | Tbtu | 0 | 0 | 0 | 0 | 0 | 0 | 0 | Case A Updated RGGI Price | CT | Oil | Winter | Tbtu | 0 | 0 | 0 | 0 | 0 | 0 | 0 | Case A Updated RGGI Price | CT | Oil | Summer | Tbtu | 0 | 0 | 0 | 0 | 0 | 0 | 0
Case A Updated RGGI Price | DE | Oil | Annual | Tbtu | 0 | 0 | 0 | 0 | 0 | 0 | 0 | Case A Updated RGGI Price | DE | Oil | Winter | Tbtu | 0 | 0 | 0 | 0 | 0 | 0 | 0 | Case A Updated RGGI Price | DE | Oil | Summer | Tbtu | 0 | 0 | 0 | 0 | 0 | 0 | 0
Case A Updated RGGI Price | MA | Oil | Annual | Tbtu | 0 | 0 | 0 | 0 | 0 | 0 | 0 | Case A Updated RGGI Price | MA | Oil | Winter | Tbtu | 0 | 0 | 0 | 0 | 0 | 0 | 0 | Case A Updated RGGI Price | MA | Oil | Summer | Tbtu | 0 | 0 | 0 | 0 | 0 | 0 | 0
Case A Updated RGGI Price | MD | Oil | Annual | Tbtu | 0 | 0 | 0 | 0 | 0 | 0 | 0 | Case A Updated RGGI Price | MD | Oil | Winter | Tbtu | 0 | 0 | 0 | 0 | 0 | 0 | 0 | Case A Updated RGGI Price | MD | Oil | Summer | Tbtu | 0 | 0 | 0 | 0 | 0 | 0 | 0
Case A Updated RGGI Price | ME | Oil | Annual | Tbtu | 0 | 0 | 0 | 0 | 0 | 0 | 0 | Case A Updated RGGI Price | ME | Oil | Winter | Tbtu | 0 | 0 | 0 | 0 | 0 | 0 | 0 | Case A Updated RGGI Price | ME | Oil | Summer | Tbtu | 0 | 0 | 0 | 0 | 0 | 0 | 0
Case A Updated RGGI Price | NH | Oil | Annual | Tbtu | 0 | 0 | 0 | 0 | 0 | 0 | 0 | Case A Updated RGGI Price | NH | Oil | Winter | Tbtu | 0 | 0 | 0 | 0 | 0 | 0 | 0 | Case A Updated RGGI Price | NH | Oil | Summer | Tbtu | 0 | 0 | 0 | 0 | 0 | 0 | 0
Case A Updated RGGI Price | NJ | Oil | Annual | Tbtu | 0 | 0 | 0 | 0 | 0 | 0 | 0 | Case A Updated RGGI Price | NJ | Oil | Winter | Tbtu | 0 | 0 | 0 | 0 | 0 | 0 | 0 | Case A Updated RGGI Price | NJ | Oil | Summer | Tbtu | 0 | 0 | 0 | 0 | 0 | 0 | 0
Case A Updated RGGI Price | NY | Oil | Annual | Tbtu | 0.74703 | 0 | 0 | 0 | 0 | 0 | 0 | Case A Updated RGGI Price | NY | Oil | Winter | Tbtu | 0.74703 | 0 | 0 | 0 | 0 | 0 | 0 | Case A Updated RGGI Price | NY | Oil | Summer | Tbtu | 0 | 0 | 0 | 0 | 0 | 0 | 0
Case A Updated RGGI Price | RI | Oil | Annual | Tbtu | 0 | 0 | 0 | 0 | 0 | 0 | 0 | Case A Updated RGGI Price | RI | Oil | Winter | Tbtu | 0 | 0 | 0 | 0 | 0 | 0 | 0 | Case A Updated RGGI Price | RI | Oil | Summer | Tbtu | 0 | 0 | 0 | 0 | 0 | 0 | 0
Case A Updated RGGI Price | VT | Oil | Annual | Tbtu | 0 | 0 | 0 | 0 | 0 | 0 | 0 | Case A Updated RGGI Price | VT | Oil | Winter | Tbtu | 0 | 0 | 0 | 0 | 0 | 0 | 0 | Case A Updated RGGI Price | VT | Oil | Summer | Tbtu | 0 | 0 | 0 | 0 | 0 | 0 | 0
Annual Gas Consumption (TBtu) | [11 empty] | Winter Gas Consumption (TBtu) | [11 empty] | Summer Gas Consumption (TBtu)
Case | State | Fuel | Season | Units | 2025 | 2028 | 2030 | 2032 | 2035 | 2037 | 2040 | Case | State | Fuel | Season | Units | 2025 | 2028 | 2030 | 2032 | 2035 | 2037 | 2040 | Case | State | Fuel | Season | Units | 2025 | 2028 | 2030 | 2032 | 2035 | 2037 | 2040
Case A Updated RGGI Price | CT | Gas | Annual | Tbtu | 120.2685 | 125.4848 | 72.3479 | 84.8101 | 63.5185 | 61.0671 | 22.0622 | Case A Updated RGGI Price | CT | Gas | Winter | Tbtu | 28.9488 | 34.0098 | 18.1782 | 17.7956 | 6.3006 | 9.5739 | 7.9568 | Case A Updated RGGI Price | CT | Gas | Summer | Tbtu | 49.3871 | 51.5798 | 35.3935 | 39.5114 | 38.0225 | 37.8941 | 13.0122
Case A Updated RGGI Price | DE | Gas | Annual | Tbtu | 20.0942 | 5.1956 | 6.0991 | 7.1491 | 9.8974 | 6.8563 | 8.5217 | Case A Updated RGGI Price | DE | Gas | Winter | Tbtu | 3.1177 | 0 | 0.12456 | 0.27732 | 0.249 | 0.2388 | 0.15167 | Case A Updated RGGI Price | DE | Gas | Summer | Tbtu | 9.3024 | 4.6654 | 5.6873 | 6.2542 | 7.2026 | 6.0484 | 8.0251
Case A Updated RGGI Price | MA | Gas | Annual | Tbtu | 80.4612 | 89.4929 | 69.2666 | 79.6169 | 93.8503 | 72.4104 | 48.6336 | Case A Updated RGGI Price | MA | Gas | Winter | Tbtu | 20.7224 | 23.526 | 15.093 | 14.6111 | 18.5545 | 16.2117 | 13.7803 | Case A Updated RGGI Price | MA | Gas | Summer | Tbtu | 32.3601 | 37.57 | 36.0664 | 39.358 | 46.4612 | 33.7087 | 19.7243
Case A Updated RGGI Price | MD | Gas | Annual | Tbtu | 31.2057 | 23.5966 | 18.5017 | 28.2622 | 33.3239 | 22.1975 | 0.87792 | Case A Updated RGGI Price | MD | Gas | Winter | Tbtu | 7.4717 | 6.1717 | 1.9927 | 7.1714 | 8.6832 | 0.83487 | 0 | Case A Updated RGGI Price | MD | Gas | Summer | Tbtu | 19.8467 | 16.8761 | 16.188 | 20.4267 | 24.1508 | 21.3575 | 0.87055
Case A Updated RGGI Price | ME | Gas | Annual | Tbtu | 10.3236 | 6.1114 | 0.30109 | 4.2975 | 4.5348 | 0.22525 | 0.27811 | Case A Updated RGGI Price | ME | Gas | Winter | Tbtu | 0.0075322 | 1.4865 | 0 | 0 | 0 | 0 | 0 | Case A Updated RGGI Price | ME | Gas | Summer | Tbtu | 7.3338 | 4.3886 | 0.30109 | 4.2876 | 4.3443 | 0.18897 | 0.27353
Case A Updated RGGI Price | NH | Gas | Annual | Tbtu | 11.3225 | 13.1018 | 11.6607 | 16.3695 | 18.4862 | 6.1906 | 0.1322 | Case A Updated RGGI Price | NH | Gas | Winter | Tbtu | 0 | 0.33184 | 0 | 0 | 0 | 0.0017478 | 0.011212 | Case A Updated RGGI Price | NH | Gas | Summer | Tbtu | 11.1452 | 10.6734 | 11.4215 | 12.4678 | 13.4706 | 6.1091 | 0.096698
Case A Updated RGGI Price | NJ | Gas | Annual | Tbtu | 92.1434 | 69.0492 | 51.4164 | 39.3938 | 62.6958 | 62.587 | 42.5209 | Case A Updated RGGI Price | NJ | Gas | Winter | Tbtu | 28.9081 | 17.9777 | 12.9317 | 4.5729 | 11.8415 | 12.4912 | 4.4925 | Case A Updated RGGI Price | NJ | Gas | Summer | Tbtu | 50.8311 | 42.1537 | 33.1237 | 33.2772 | 46.5134 | 46.2951 | 35.153
Case A Updated RGGI Price | NY | Gas | Annual | Tbtu | 393.3182 | 262.0463 | 240.6622 | 243.5666 | 282.7255 | 296.2872 | 304.5823 | Case A Updated RGGI Price | NY | Gas | Winter | Tbtu | 104.9986 | 63.3413 | 48.5594 | 52.6306 | 63.2717 | 74.5169 | 54.8149 | Case A Updated RGGI Price | NY | Gas | Summer | Tbtu | 138.8589 | 106.0476 | 98.0195 | 101.6996 | 127.6971 | 120.0507 | 153.0031
Case A Updated RGGI Price | RI | Gas | Annual | Tbtu | 41.9325 | 44.5881 | 39.4004 | 45.5493 | 45.4758 | 30.223 | 22.0701 | Case A Updated RGGI Price | RI | Gas | Winter | Tbtu | 9.9786 | 12.2044 | 9.3864 | 10.3223 | 8.9248 | 6.9166 | 8.3759 | Case A Updated RGGI Price | RI | Gas | Summer | Tbtu | 13.2696 | 13.4427 | 13.4427 | 13.9212 | 13.4426 | 13.0946 | 12.4853
Case A Updated RGGI Price | VT | Gas | Annual | Tbtu | 0.013227 | 0.008529 | 0.001163 | 0.001163 | 0.001163 | 0 | 0 | Case A Updated RGGI Price | VT | Gas | Winter | Tbtu | 0 | 0 | 0 | 0 | 0 | 0 | 0 | Case A Updated RGGI Price | VT | Gas | Summer | Tbtu | 0.013227 | 0.008529 | 0.001163 | 0.001163 | 0.001163 | 0 | 0

## Transmission
ICF - RGGI - Flat Cap and Policy Case Results
2025-06-20
Transmission
State/Case Comparison
Case 1: | State/Region | [8 empty] | Case 2: | State/Region | [8 empty] | Case 3: | State/Region
Case A Exploratory Policy Scenario | NYISO | [8 empty] | Case A Flat-Cap Scenario | NYISO | [8 empty] | Case B Exploratory Policy Scenario | NYISO
Case | State/Region | Net Imports | 2025 | 2028 | 2030 | 2032 | 2035 | 2037 | 2040 | Case | State/Region | Net Imports | 2025 | 2028 | 2030 | 2032 | 2035 | 2037 | 2040 | Case | State/Region | Net Imports | 2025 | 2028 | 2030 | 2032 | 2035 | 2037 | 2040
Case A Exploratory Policy Scenario | NYISO | TWh | 12.7284 | 19.4282 | 15.7896 | 21.2788 | 28.983 | 36.0905 | 19.6301 | Case A Flat-Cap Scenario | NYISO | TWh | 10.0039 | 13.4151 | 13.1398 | 17.9334 | 22.0466 | 25.4571 | 17.5586 | Case B Exploratory Policy Scenario | NYISO | TWh | 15.2387 | 16.7118 | 9.4164 | 11.0917 | 11.7447 | 14.3414 | 24.16
Case Selection | Case B Flat-Cap Scenario | [8 empty] | Case Selection | Case A Flat-Cap Scenario
NYISO | [9 empty] | NYISO
Origin | Destination | Units | 2025 | 2028 | 2030 | 2032 | 2035 | 2037 | 2040 | Origin | Destination | Units | 2025 | 2028 | 2030 | 2032 | 2035 | 2037 | 2040
Canada* | NYISO | TWh | 16.4767 | 22.4799 | 21.704 | 23.5429 | 24.5278 | 26.9199 | 30.4355 | Canada* | NYISO | TWh | 14.7657 | 20.5552 | 20.7113 | 23.201 | 22.4763 | 26.906 | 21.2581
ISONE | NYISO | TWh | 0.94344 | 0.69977 | 0.8868 | 0.95086 | 1.4835 | 3.136 | 3.4806 | ISONE | NYISO | TWh | 1.1189 | 0.43239 | 0.69987 | 0.56221 | 0.96598 | 1.0562 | 2.2809
PJM Non-RGGI | NYISO | TWh | 0.79927 | 2.1914 | 1.575 | 0.98519 | 0.96967 | 1.3415 | 3.2046 | PJM Non-RGGI | NYISO | TWh | 0.33183 | 0.74557 | 0.74572 | 0.78373 | 0.53225 | 1.2997 | 1.1688
PJM RGGI | NYISO | TWh | 7.3085 | 6.9943 | 3.9765 | 3.4451 | 4.3496 | 3.7956 | 5.6782 | PJM RGGI | NYISO | TWh | 4.9337 | 3.6754 | 3.6241 | 4.6202 | 6.9441 | 6.7198 | 4.4855
Imports | NYISO | TWh | 25.528 | 32.3653 | 28.1422 | 28.9241 | 31.3306 | 35.193 | 42.7989 | Imports | NYISO | TWh | 21.1501 | 25.4086 | 25.7811 | 29.1671 | 30.9186 | 35.9817 | 29.1933
NYISO | Canada | TWh | 2.9082 | 7.328 | 9.3159 | 9.3231 | 9.1143 | 9.3562 | 6.9998 | NYISO | Canada | TWh | 3.9043 | 4.8261 | 5.222 | 5.6505 | 3.5495 | 4.8522 | 5.0005
NYISO | ISONE | TWh | 6.3794 | 8.0165 | 7.6152 | 7.7433 | 6.8726 | 7.3987 | 7.2311 | NYISO | ISONE | TWh | 5.8773 | 6.2976 | 6.4188 | 4.9215 | 4.48 | 4.7079 | 4.8581
NYISO | PJM Non-RGGI | TWh | 1.0143 | 1.0172 | 1.5706 | 1.65 | 1.889 | 1.813 | 1.4885 | NYISO | PJM Non-RGGI | TWh | 0.57142 | 0.36713 | 0.45807 | 0.16233 | 0.28544 | 0.44891 | 0.26806
NYISO | PJM RGGI | TWh | 0.0012926 | 0.84174 | 2.5945 | 2.9393 | 4.2425 | 4.7307 | 2.9758 | NYISO | PJM RGGI | TWh | 0.79317 | 0.50258 | 0.54239 | 0.49943 | 0.557 | 0.51552 | 1.5081
Exports | NYISO | TWh | 10.3033 | 17.2034 | 21.0961 | 21.6557 | 22.1184 | 23.2985 | 18.6951 | Exports | NYISO | TWh | 11.1462 | 11.9934 | 12.6412 | 11.2337 | 8.872 | 10.5245 | 11.6347
Net |  |  | 15.2247 | 15.1619 | 7.0462 | 7.2683 | 9.2122 | 11.8945 | 24.1037 | Net |  |  | 10.0039 | 13.4151 | 13.1398 | 17.9334 | 22.0466 | 25.4571 | 17.5586
*Imports from Canada include flows from CHPE and HQ | [9 empty] | *Imports from Canada include flows from CHPE and HQ
ISONE | [9 empty] | ISONE
Origin | Destination | Units | 2025 | 2028 | 2030 | 2032 | 2035 | 2037 | 2040 | Origin | Destination | Units | 2025 | 2028 | 2030 | 2032 | 2035 | 2037 | 2040
Canada* | ISONE | TWh | 16.9065 | 18.2171 | 17.1102 | 17.4329 | 20.524 | 20.0046 | 20.962 | Canada* | ISONE | TWh | 17.4387 | 19.0355 | 18.5216 | 18.6033 | 20.8612 | 20.679 | 20.5699
NYISO | ISONE | TWh | 6.3794 | 8.0165 | 7.6152 | 7.7433 | 6.8726 | 7.3987 | 7.2311 | NYISO | ISONE | TWh | 5.8773 | 6.2976 | 6.4188 | 4.9215 | 4.48 | 4.7079 | 4.8581
Imports | ISONE | TWh | 23.2859 | 26.2336 | 24.7253 | 25.1762 | 27.3966 | 27.4032 | 28.1931 | Imports | ISONE | TWh | 23.316 | 25.3331 | 24.9404 | 23.5248 | 25.3412 | 25.3869 | 25.4279
ISONE | Canada | TWh | 0 | 0.1958 | 0.67419 | 0.29377 | 1.0007 | 0.53961 | 8.9914 | ISONE | Canada | TWh | 0 | 0.33192 | 3.2697 | 2.6791 | 1.3358 | 1.6859 | 6.2852
ISONE | NYISO | TWh | 0.94344 | 0.69977 | 0.8868 | 0.95086 | 1.4835 | 3.136 | 3.4806 | ISONE | NYISO | TWh | 1.1189 | 0.43239 | 0.69987 | 0.56221 | 0.96598 | 1.0562 | 2.2809
Exports | ISONE | TWh | 0.94344 | 0.89556 | 1.561 | 1.2446 | 2.4842 | 3.6756 | 12.472 | Exports | ISONE | TWh | 1.1189 | 0.7643 | 3.9695 | 3.2413 | 2.3018 | 2.7421 | 8.5661
Net |  |  | 22.3425 | 25.338 | 23.1644 | 23.9316 | 24.9124 | 23.7277 | 15.7212 | Net |  |  | 22.1971 | 24.5688 | 20.9708 | 20.2835 | 23.0394 | 22.6449 | 16.8618
*Imports from Canada include flows from NE Clean Energy Connect | [9 empty] | *Imports from Canada include flows from NE Clean Energy Connect
Net Imports | [9 empty] | Net Imports
States | Units | 2025 | 2028 | 2030 | 2032 | 2035 | 2037 | 2040 |  | States | Units | 2025 | 2028 | 2030 | 2032 | 2035 | 2037 | 2040
DE | TWh | 5.7415 | 7.6174 | 7.2849 | 9.2569 | 9.1549 | 8.7915 | 8.983 |  | DE | TWh | 5.85 | 7.81 | 4.01 | 6.37 | 3.82 | 3.99 | 1.53
MD | TWh | 25.2211 | 24.9611 | 24.0724 | -6.4956 | -7.2275 | -15.3285 | -24.1821 |  | MD | TWh | 24.72 | 25.59 | 23.15 | 24.36 | 25.95 | 19.85 | 11.88
NJ | TWh | 7.5069 | 14.0078 | 13.4219 | 8.5263 | 8.4519 | 17.3099 | 22.038 |  | NJ | TWh | 11.68 | 17.8 | 18.38 | 9.31 | 18.56 | 29.72 | 38.25
Total | TWh | 38.4696 | 46.5863 | 44.7792 | 11.2875 | 10.3793 | 10.773 | 6.8389 |  | Total | TWh | 42.25 | 51.2 | 45.54 | 40.04 | 48.33 | 53.56 | 51.66

## RGGI Allowance Price
ICF - RGGI - Flat Cap and Policy Case Results
2025-06-20
Allowance Price
Case Comparison
Allowance Clearing Price (Nominal $/Ton)
constraint shadow price | Year | Floor Price (Flat Cap) | Floor Price (Policy Case) | Case A Policy Scenario | Case B Policy Scenario | Case B Flat-Cap Scenario | Case A Exploratory Policy Scenario - No Price Control | Case A Flat-Cap Scenario | Current Market Price Trajectory | Case A Updated RGGI Price | Policy Case - CCR Trigger 1 | Policy Case - CCR Trigger 2
| 2025 | 2.6228 | 2.62 | 13.2838 | 2.669 | 2.6228 | 25.8491 | 2.6228 | 16.3639 | 16.3639 | 17.03 | n.a.
| 2028 | 2.8264 | 9.63 | 21.9735 | 9.6851 | 2.8264 | 26.8884 | 2.8264 | 19.2624 | 19.2624 | 20.87 | 31.3
| 2030 | 2.9585 | 11.02 | 24.784 | 11.0855 | 2.9585 | 29.9738 | 2.9585 | 21.5226 | 21.5226 | 23.89 | 35.83
| 2032 | 3.0965 | 12.62 | 27.9591 | 12.6887 | 3.0965 | 33.4133 | 3.0965 | 23.9399 | 23.9399 | 27.35 | 41.02
| 2035 | 3.2956 | 15.46 | 33.5017 | 15.5396 | 3.2956 | 39.3047 | 3.2956 | 28.2811 | 28.2811 | 33.5 | 50.25
| 2037 | 3.436 | 17.7 | 38.5121 | 17.7939 | 3.436 | 45.3339 | 3.436 | 31.4291 | 31.4291 | 38.36 | 57.53
| 2040 | 3.629 | 21.69 | 46.1605 | 21.7902 | 3.629 | 53.3272 | 3.629 | 37.0025 | 37.0025 | 46.99 | 70.48
ECR/CCR Behavior
| Year | ECR Trigger Price - Flat Cap | ECR Trigger Price - Policy Case | Policy Case - CCR Trigger 1 | Policy Case - CCR Trigger 2 | Case A Exploratory Policy Scenario | Case B Exploratory Policy Scenario | Case B Flat-Cap Scenario | Case A Exploratory Policy Scenario - No Price Control | Case B Exploratory Policy Scenario - No Price Control | Case A Flat-Cap Scenario | Case B Updated RGGI Price | Case A Updated RGGI Price
| 2025 | 7.86 | 7.86 | 17.03 | n.a. | ECR/CCR Not Triggered | ECR Triggered | ECR Triggered in all Years | CCR Triggered | ECR Triggered | ECR Triggered in all Years | ECR/CCR Not Triggered | ECR/CCR Not Triggered
| 2028 | 9.4633 | No ECR/CCR Modeled | 20.87 | 31.3 | CCR Tranche 1 Triggered | No ECR Modeled - CCR Not Triggered |  | No ECR/CCR Modeled | No ECR/CCR Modeled |  | No ECR Modeled - CCR Not Triggered | No ECR Modeled - CCR Not Triggered
| 2030 | 10.5233 |  | 23.89 | 35.83 | CCR Tranche 1 Triggered
| 2032 | 11.5833 |  | 27.35 | 41.02 | CCR Tranche 1 Triggered
| 2035 | 13.1733 |  | 33.5 | 50.25 | CCR Tranche 1 Triggered
| 2037 | 14.2333 |  | 38.36 | 57.53 | CCR Tranche 1 Triggered
| 2040 | 15.8233 |  | 46.99 | 70.48
Allowance Banking/Withdrawal
Note: All RGGI cap levels include an allowance bank of 79 Million Tons as of mid-2024. The cumulative allowance position in the second chart reflects the banking in all calendar years assigned to the run year shown. The first chart shows the annual relationship between the cap, the emissions, and the allowances that are banked annually. In years where the emissions (orange) are below the cap (blue), the grey line item is positive. Once emissions are above the cap, the banked allowances turn negative, indicating a withdrawal. The second charts shows the annual emissions and cap levels and the cumulative bank over time. Rather than showing how the annual cap and emission levels impact the bank each year, it shows how the bank builds up over time (emissions under the cap) and is then drawn down (Policy Case Caps). Each year the emissions (orange) are under the cap (blue), the gray bank balance increases, and vice versa is reduced when emissions are above the cap. In cases without a binding cap (Cases B ), there is a bank remaining in 2040. In Case A, where the cap is binding and we see an allowance price, the bank is still in place in 2040 but is fully exhausted by 2045, which is modeled to capture end-year effects on the program.
Allowance Clearing Price (Nominal $/Ton)
| Year | Floor Price | A 0x40 | A 0x35 | A flat cap 2030
| 2023 | 2.4973 | 5.3735 | 3.4061 | 10.5086
| 2025 | 2.6156 | 5.8618 | 3.6428 | 11.6899
| 2028 | 2.8259 | 6.6473 | 4.0438 | 13.5577
| 2030 | 2.9651 | 7.455 | 4.4063 | 15.6432
| 2035 | 3.3549 | 9.328 | 5.2691 | 20.314
| 2040 | 3.7958 | 11.9185 | 6.414 | 26.9977
Case:
Case B Exploratory Policy Scenario
| Case | Value | Metric | Units | 2025 | 2028 | 2030 | 2032 | 2035 | 2037 | 2040
| Case B Exploratory Policy Scenario | RGGI Cap | CO2 Emissions | Thousand Tons | 90295 | 65444 | 47992 | 30541 | 13712 | 7479 | 7479
| Case B Exploratory Policy Scenario | RGGI Emissions | CO2 Emissions | Thousand Tons | 63449.0371 | 41588.9198 | 30498.7291 | 27226.6982 | 32326.4674 | 22717.0597 | 8188.6297
| Case B Exploratory Policy Scenario | Annual Allowance Banking/Withdrawal | CO2 Emissions | Thousand Tons | 26845.9629 | 23855.0802 | 17493.2709 | 3314.3018 | -18614.4674 | -15238.0597 | -709.6297
| Case B Exploratory Policy Scenario | Cumulative Allowance Position | CO2 Emissions | Thousand Tons | 80537.8886 | 128248.049 | 163234.5908 | 169863.1944 | 95405.3249 | 64929.2056 | 62090.6867
Note:
For Case A Exploratory Policy Case, the Annual Allowance Banking/Withdrawal includes allowances released through the CCR. The cumulative allowance position also accounts for the CCR allowances released

## Cases
Category | Case Name | State/Region
| Case A Exploratory Policy Scenario | CT
| Case B Exploratory Policy Scenario | DE
| Case A Exploratory Policy Scenario - No Price Control | ME
| Case B Exploratory Policy Scenario - No Price Control | MD
| Case A Flat-Cap Scenario | MA
| Case B Flat-Cap Scenario | NH
| Case A Updated RGGI Price | NJ
| Case B Updated RGGI Price | NY
RI
VT
10-State Contributions
RGGI PJM
ISONE

## Case Data
DATA INPUTS - DO NOT ALTER
Case | State/Region | Technology Aggregate | Technology Type | Technology Sub-Type | Metric | Units | 2025 | 2028 | 2030 | 2032 | 2035 | 2037 | 2040
Case A Exploratory Policy Scenario | CT | Coal | Coal | Coal | Capacity | MW | 0 | 0 | 0 | 0 | 0 | 0 | 0
Case A Exploratory Policy Scenario | CT | Coal with CCS | Coal with CCS | Coal with CCS | Capacity | MW | 0 | 0 | 0 | 0 | 0 | 0 | 0
Case A Exploratory Policy Scenario | CT | Combined Cycle | Combined Cycle | Combined Cycle | Capacity | MW | 4701.565 | 4701.565 | 4701.565 | 4701.565 | 4701.565 | 4701.565 | 4701.565
Case A Exploratory Policy Scenario | CT | Combustion Turbine | Combustion Turbine | Combustion Turbine | Capacity | MW | 1461.172 | 1444.049 | 1444.049 | 1444.049 | 1444.049 | 1444.049 | 1444.049
Case A Exploratory Policy Scenario | CT | Oil/Gas | Oil/Gas | Oil/Gas | Capacity | MW | 1758.795 | 606.1923 | 606.1923 | 606.1923 | 606.1923 | 606.1923 | 606.1923
Case A Exploratory Policy Scenario | CT | Other | Other | Other | Capacity | MW | 5.6 | 5.6 | 5.6 | 5.6 | 5.6 | 5.6 | 5.6
Case A Exploratory Policy Scenario | CT | Nuclear | Nuclear | Nuclear | Capacity | MW | 2102 | 2102 | 2102 | 2102 | 2102 | 2102 | 2102
Case A Exploratory Policy Scenario | CT | Hydro | Hydro | Hydro | Capacity | MW | 158.881 | 158.881 | 158.881 | 158.881 | 158.881 | 158.881 | 158.881
Case A Exploratory Policy Scenario | CT | Solar PV | Solar PV | Solar PV | Capacity | MW | 433.9 | 433.9 | 433.9 | 433.9 | 433.9 | 433.9 | 433.9
Case A Exploratory Policy Scenario | CT | Onshore Wind | Onshore Wind | Onshore Wind | Capacity | MW | 4.8 | 4.8 | 4.8 | 4.8 | 4.8 | 4.8 | 4.8
Case A Exploratory Policy Scenario | CT | Battery Storage | Battery Storage | Battery Storage | Capacity | MW | 0 | 205.32 | 205.32 | 205.32 | 205.32 | 205.32 | 205.32
Case A Exploratory Policy Scenario | CT | Other RE | Other RE | Other RE | Capacity | MW | 268.309 | 215.709 | 215.709 | 215.709 | 215.709 | 215.709 | 215.709
Case A Exploratory Policy Scenario | CT | Combined Cycle | New Combined Cycle | New Combined Cycle | Capacity | MW | 0 | 0 | 0 | 0 | 0 | 0 | 0
Case A Exploratory Policy Scenario | CT | Combustion Turbine | New Combustion Turbine | New Combustion Turbine | Capacity | MW | 0 | 0 | 0 | 0 | 0 | 0 | 0
Case A Exploratory Policy Scenario | CT | Other | New Other | New Other | Capacity | MW | 0 | 0 | 0 | 0 | 0 | 0 | 0
Case A Exploratory Policy Scenario | CT | Other RE | New Other RE | New Other RE | Capacity | MW | 0 | 0 | 0 | 59 | 59 | 59 | 59
Case A Exploratory Policy Scenario | CT | Solar PV | New Solar PV | New Solar PV | Capacity | MW | 0 | 0 | 0 | 0 | 0 | 0 | 1366.7322
Case A Exploratory Policy Scenario | CT | Onshore Wind | New Onshore Wind | New Onshore Wind | Capacity | MW | 0 | 0 | 0 | 0 | 0 | 0 | 0
Case A Exploratory Policy Scenario | CT | Offshore Wind | New Offshore Wind | New Offshore Wind | Capacity | MW | 304 | 304 | 304 | 304 | 304 | 304 | 304
Case A Exploratory Policy Scenario | CT | Battery Storage | New Battery Storage | New Battery Storage | Capacity | MW | 0 | 0 | 0 | 0 | 0 | 0 | 0
Case A Exploratory Policy Scenario | CT | Solar PV | New Solar PV | New Paired Solar PV | Capacity | MW | 0 | 0 | 0 | 0 | 0 | 0 | 0
Case A Exploratory Policy Scenario | CT | Battery Storage | New Battery Storage | New Paired Battery Storage | Capacity | MW | 0 | 0 | 0 | 0 | 0 | 0 | 0
Case A Exploratory Policy Scenario | CT | Hydrogen | New Hydrogen | New H2 CC | Capacity | MW | 0 | 0 | 0 | 0 | 0 | 0 | 0
Case A Exploratory Policy Scenario | CT | Hydrogen | New Hydrogen | New H2 CT | Capacity | MW | 0 | 0 | 0 | 0 | 0 | 0 | 0
Case A Exploratory Policy Scenario | CT | Retire Coal | Retire Coal | Retire Coal | Capacity | MW | 0 | 0 | 0 | 0 | 0 | 0 | 0
Case A Exploratory Policy Scenario | CT | Retire Combined Cycle | Retire Combined Cycle | Retire Combined Cycle | Capacity | MW | 0 | 0 | 0 | 0 | 0 | 0 | 0
Case A Exploratory Policy Scenario | CT | Retire Combustion Turbine | Retire Combustion Turbine | Retire Combustion Turbine | Capacity | MW | 0 | 0 | 0 | 0 | 0 | 0 | 0
Case A Exploratory Policy Scenario | CT | Retire Oil/Gas | Retire Oil/Gas | Retire Oil/Gas | Capacity | MW | 0 | 1035.6027 | 1035.6027 | 1035.6027 | 1035.6027 | 1035.6027 | 1035.6027
Case A Exploratory Policy Scenario | CT | Retire Other | Retire Other | Retire Other | Capacity | MW | 0 | 52.6 | 52.6 | 52.6 | 52.6 | 52.6 | 52.6
Case A Exploratory Policy Scenario | CT | Retire Nuclear | Retire Nuclear | Retire Nuclear | Capacity | MW | 0 | 0 | 0 | 0 | 0 | 0 | 0
Case A Exploratory Policy Scenario | DE | Coal | Coal | Coal | Capacity | MW | 420 | 0 | 0 | 0 | 0 | 0 | 0
Case A Exploratory Policy Scenario | DE | Coal with CCS | Coal with CCS | Coal with CCS | Capacity | MW | 0 | 0 | 0 | 0 | 0 | 0 | 0
Case A Exploratory Policy Scenario | DE | Combined Cycle | Combined Cycle | Combined Cycle | Capacity | MW | 1399 | 1399 | 1399 | 1397.5106 | 1397.5106 | 1397.5106 | 1397.5106
Case A Exploratory Policy Scenario | DE | Combustion Turbine | Combustion Turbine | Combustion Turbine | Capacity | MW | 370.5 | 370.5 | 370.5 | 370.5 | 370.5 | 370.5 | 370.5
Case A Exploratory Policy Scenario | DE | Oil/Gas | Oil/Gas | Oil/Gas | Capacity | MW | 840 | 840 | 840 | 840 | 840 | 840 | 840
Case A Exploratory Policy Scenario | DE | Other | Other | Other | Capacity | MW | 0 | 0 | 0 | 0 | 0 | 0 | 0
Case A Exploratory Policy Scenario | DE | Nuclear | Nuclear | Nuclear | Capacity | MW | 0 | 0 | 0 | 0 | 0 | 0 | 0
Case A Exploratory Policy Scenario | DE | Hydro | Hydro | Hydro | Capacity | MW | 0 | 0 | 0 | 0 | 0 | 0 | 0
Case A Exploratory Policy Scenario | DE | Solar PV | Solar PV | Solar PV | Capacity | MW | 255.1 | 255.1 | 255.1 | 255.1 | 255.1 | 255.1 | 255.1
Case A Exploratory Policy Scenario | DE | Onshore Wind | Onshore Wind | Onshore Wind | Capacity | MW | 2 | 2 | 2 | 2 | 2 | 2 | 2
Case A Exploratory Policy Scenario | DE | Battery Storage | Battery Storage | Battery Storage | Capacity | MW | 0 | 0 | 0 | 0 | 0 | 0 | 0
Case A Exploratory Policy Scenario | DE | Other RE | Other RE | Other RE | Capacity | MW | 34.7 | 34.7 | 34.7 | 34.7 | 34.7 | 34.7 | 34.7
Case A Exploratory Policy Scenario | DE | Combined Cycle | New Combined Cycle | New Combined Cycle | Capacity | MW | 0 | 0 | 0 | 0 | 0 | 0 | 0
Case A Exploratory Policy Scenario | DE | Combustion Turbine | New Combustion Turbine | New Combustion Turbine | Capacity | MW | 0 | 0 | 150.975 | 150.975 | 150.975 | 150.975 | 150.975
Case A Exploratory Policy Scenario | DE | Other | New Other | New Other | Capacity | MW | 0 | 0 | 0 | 0 | 0 | 0 | 0
Case A Exploratory Policy Scenario | DE | Other RE | New Other RE | New Other RE | Capacity | MW | 0 | 0 | 0 | 0 | 0 | 0 | 0
Case A Exploratory Policy Scenario | DE | Solar PV | New Solar PV | New Solar PV | Capacity | MW | 0 | 0 | 0 | 0 | 0 | 0 | 2535.1347
Case A Exploratory Policy Scenario | DE | Onshore Wind | New Onshore Wind | New Onshore Wind | Capacity | MW | 0 | 0 | 0 | 0 | 0 | 0 | 0
Case A Exploratory Policy Scenario | DE | Offshore Wind | New Offshore Wind | New Offshore Wind | Capacity | MW | 0 | 0 | 0 | 0 | 0 | 0 | 0
Case A Exploratory Policy Scenario | DE | Battery Storage | New Battery Storage | New Battery Storage | Capacity | MW | 67.5308 | 67.5308 | 67.5308 | 67.5308 | 67.5308 | 67.5308 | 67.5308
Case A Exploratory Policy Scenario | DE | Solar PV | New Solar PV | New Paired Solar PV | Capacity | MW | 0 | 0 | 0 | 0 | 0 | 0 | 0
Case A Exploratory Policy Scenario | DE | Battery Storage | New Battery Storage | New Paired Battery Storage | Capacity | MW | 0 | 0 | 0 | 0 | 0 | 0 | 221.4761
Case A Exploratory Policy Scenario | DE | Hydrogen | New Hydrogen | New H2 CC | Capacity | MW | 0 | 0 | 0 | 0 | 0 | 0 | 0
Case A Exploratory Policy Scenario | DE | Hydrogen | New Hydrogen | New H2 CT | Capacity | MW | 0 | 0 | 0 | 0 | 0 | 0 | 0
Case A Exploratory Policy Scenario | DE | Retire Coal | Retire Coal | Retire Coal | Capacity | MW | 0 | 0 | 0 | 0 | 0 | 0 | 0
Case A Exploratory Policy Scenario | DE | Retire Combined Cycle | Retire Combined Cycle | Retire Combined Cycle | Capacity | MW | 0 | 0 | 0 | 0 | 0 | 0 | 0
Case A Exploratory Policy Scenario | DE | Retire Combustion Turbine | Retire Combustion Turbine | Retire Combustion Turbine | Capacity | MW | 0 | 0 | 0 | 0 | 0 | 0 | 0
Case A Exploratory Policy Scenario | DE | Retire Oil/Gas | Retire Oil/Gas | Retire Oil/Gas | Capacity | MW | 0 | 0 | 0 | 0 | 0 | 0 | 0
Case A Exploratory Policy Scenario | DE | Retire Other | Retire Other | Retire Other | Capacity | MW | 0 | 0 | 0 | 0 | 0 | 0 | 0
Case A Exploratory Policy Scenario | DE | Retire Nuclear | Retire Nuclear | Retire Nuclear | Capacity | MW | 0 | 0 | 0 | 0 | 0 | 0 | 0
Case A Exploratory Policy Scenario | ME | Coal | Coal | Coal | Capacity | MW | 0 | 0 | 0 | 0 | 0 | 0 | 0
Case A Exploratory Policy Scenario | ME | Coal with CCS | Coal with CCS | Coal with CCS | Capacity | MW | 0 | 0 | 0 | 0 | 0 | 0 | 0
Case A Exploratory Policy Scenario | ME | Combined Cycle | Combined Cycle | Combined Cycle | Capacity | MW | 1248.956 | 1248.956 | 1248.956 | 1248.956 | 1248.956 | 1248.956 | 1248.956
Case A Exploratory Policy Scenario | ME | Combustion Turbine | Combustion Turbine | Combustion Turbine | Capacity | MW | 363.794 | 363.794 | 363.794 | 363.794 | 363.794 | 363.794 | 363.794
Case A Exploratory Policy Scenario | ME | Oil/Gas | Oil/Gas | Oil/Gas | Capacity | MW | 744.997 | 744.997 | 744.997 | 744.997 | 744.997 | 744.997 | 744.997
Case A Exploratory Policy Scenario | ME | Other | Other | Other | Capacity | MW | 0 | 0 | 0 | 0 | 0 | 0 | 0
Case A Exploratory Policy Scenario | ME | Nuclear | Nuclear | Nuclear | Capacity | MW | 0 | 0 | 0 | 0 | 0 | 0 | 0
Case A Exploratory Policy Scenario | ME | Hydro | Hydro | Hydro | Capacity | MW | 547.898 | 547.898 | 547.898 | 547.898 | 547.898 | 547.898 | 547.898
Case A Exploratory Policy Scenario | ME | Solar PV | Solar PV | Solar PV | Capacity | MW | 646.4 | 646.4 | 646.4 | 646.4 | 646.4 | 646.4 | 646.4
Case A Exploratory Policy Scenario | ME | Onshore Wind | Onshore Wind | Onshore Wind | Capacity | MW | 1240.7 | 1240.7 | 1240.7 | 1240.7 | 1240.7 | 1240.7 | 1240.7
Case A Exploratory Policy Scenario | ME | Battery Storage | Battery Storage | Battery Storage | Capacity | MW | 193.2 | 193.2 | 193.2 | 193.2 | 193.2 | 193.2 | 193.2
Case A Exploratory Policy Scenario | ME | Other RE | Other RE | Other RE | Capacity | MW | 289.252 | 75.6975 | 68.856 | 68.856 | 68.856 | 68.856 | 68.856
Case A Exploratory Policy Scenario | ME | Combined Cycle | New Combined Cycle | New Combined Cycle | Capacity | MW | 0 | 0 | 0 | 0 | 0 | 0 | 0
Case A Exploratory Policy Scenario | ME | Combustion Turbine | New Combustion Turbine | New Combustion Turbine | Capacity | MW | 0 | 0 | 0 | 0 | 0 | 0 | 0
Case A Exploratory Policy Scenario | ME | Other | New Other | New Other | Capacity | MW | 0 | 0 | 0 | 0 | 0 | 0 | 0
Case A Exploratory Policy Scenario | ME | Other RE | New Other RE | New Other RE | Capacity | MW | 0 | 0 | 0 | 0 | 0 | 0 | 0
Case A Exploratory Policy Scenario | ME | Solar PV | New Solar PV | New Solar PV | Capacity | MW | 0 | 0 | 0 | 0 | 0 | 0 | 0
Case A Exploratory Policy Scenario | ME | Onshore Wind | New Onshore Wind | New Onshore Wind | Capacity | MW | 0 | 640.9198 | 2122 | 2122 | 2122 | 2521.2814 | 3669.3032
Case A Exploratory Policy Scenario | ME | Offshore Wind | New Offshore Wind | New Offshore Wind | Capacity | MW | 11 | 11 | 11 | 11 | 11 | 11 | 11
Case A Exploratory Policy Scenario | ME | Battery Storage | New Battery Storage | New Battery Storage | Capacity | MW | 0 | 0 | 0 | 0 | 0 | 0 | 0
Case A Exploratory Policy Scenario | ME | Solar PV | New Solar PV | New Paired Solar PV | Capacity | MW | 0 | 0 | 0 | 0 | 0 | 0 | 0
Case A Exploratory Policy Scenario | ME | Battery Storage | New Battery Storage | New Paired Battery Storage | Capacity | MW | 0 | 0 | 0 | 0 | 0 | 0 | 0
Case A Exploratory Policy Scenario | ME | Hydrogen | New Hydrogen | New H2 CC | Capacity | MW | 0 | 0 | 0 | 0 | 0 | 0 | 0
Case A Exploratory Policy Scenario | ME | Hydrogen | New Hydrogen | New H2 CT | Capacity | MW | 0 | 0 | 0 | 0 | 0 | 0 | 0
Case A Exploratory Policy Scenario | ME | Retire Coal | Retire Coal | Retire Coal | Capacity | MW | 0 | 0 | 0 | 0 | 0 | 0 | 0
Case A Exploratory Policy Scenario | ME | Retire Combined Cycle | Retire Combined Cycle | Retire Combined Cycle | Capacity | MW | 0 | 0 | 0 | 0 | 0 | 0 | 0
Case A Exploratory Policy Scenario | ME | Retire Combustion Turbine | Retire Combustion Turbine | Retire Combustion Turbine | Capacity | MW | 0 | 0 | 0 | 0 | 0 | 0 | 0
Case A Exploratory Policy Scenario | ME | Retire Oil/Gas | Retire Oil/Gas | Retire Oil/Gas | Capacity | MW | 0 | 0 | 0 | 0 | 0 | 0 | 0
Case A Exploratory Policy Scenario | ME | Retire Other | Retire Other | Retire Other | Capacity | MW | 0 | 213.5545 | 220.396 | 220.396 | 220.396 | 220.396 | 220.396
Case A Exploratory Policy Scenario | ME | Retire Nuclear | Retire Nuclear | Retire Nuclear | Capacity | MW | 0 | 0 | 0 | 0 | 0 | 0 | 0
Case A Exploratory Policy Scenario | MD | Coal | Coal | Coal | Capacity | MW | 1275.497 | -2.2737e-13 | 0 | 0 | 0 | 0 | 0
Case A Exploratory Policy Scenario | MD | Coal with CCS | Coal with CCS | Coal with CCS | Capacity | MW | 0 | 0 | 0 | 0 | 0 | 0 | 0
Case A Exploratory Policy Scenario | MD | Combined Cycle | Combined Cycle | Combined Cycle | Capacity | MW | 2168.62 | 2168.62 | 2168.62 | 2168.62 | 2168.62 | 2168.62 | 2168.62
Case A Exploratory Policy Scenario | MD | Combustion Turbine | Combustion Turbine | Combustion Turbine | Capacity | MW | 2107.3 | 2077.4 | 2077.4 | 2077.4 | 2077.4 | 2077.4 | 2077.4
Case A Exploratory Policy Scenario | MD | Oil/Gas | Oil/Gas | Oil/Gas | Capacity | MW | 2224 | 1548 | 1548 | 1548 | 1548 | 1548 | 1548
Case A Exploratory Policy Scenario | MD | Other | Other | Other | Capacity | MW | 0 | 0 | 0 | 0 | 0 | 0 | 0
Case A Exploratory Policy Scenario | MD | Nuclear | Nuclear | Nuclear | Capacity | MW | 1744.1 | 1744.1 | 1744.1 | 1744.1 | 1744.1 | 1744.1 | 1744.1
Case A Exploratory Policy Scenario | MD | Hydro | Hydro | Hydro | Capacity | MW | 566.48 | 566.48 | 566.48 | 566.48 | 566.48 | 566.48 | 566.48
Case A Exploratory Policy Scenario | MD | Solar PV | Solar PV | Solar PV | Capacity | MW | 1467.449 | 1563.249 | 1563.249 | 1563.249 | 1563.249 | 1563.249 | 1563.249
Case A Exploratory Policy Scenario | MD | Onshore Wind | Onshore Wind | Onshore Wind | Capacity | MW | 260 | 260 | 260 | 260 | 260 | 260 | 260
Case A Exploratory Policy Scenario | MD | Battery Storage | Battery Storage | Battery Storage | Capacity | MW | 6.5 | 6.5 | 6.5 | 6.5 | 6.5 | 6.5 | 6.5
Case A Exploratory Policy Scenario | MD | Other RE | Other RE | Other RE | Capacity | MW | 131.2 | 73.7 | 73.7 | 73.7 | 73.7 | 73.7 | 73.7
Case A Exploratory Policy Scenario | MD | Combined Cycle | New Combined Cycle | New Combined Cycle | Capacity | MW | 0 | 0 | 0 | 0 | 0 | 0 | 0
Case A Exploratory Policy Scenario | MD | Combustion Turbine | New Combustion Turbine | New Combustion Turbine | Capacity | MW | 0 | 0 | 0 | 0 | 0 | 0 | 0
Case A Exploratory Policy Scenario | MD | Other | New Other | New Other | Capacity | MW | 0 | 0 | 0 | 0 | 0 | 0 | 0
Case A Exploratory Policy Scenario | MD | Other RE | New Other RE | New Other RE | Capacity | MW | 0 | 0 | 0 | 0 | 0 | 0 | 0
Case A Exploratory Policy Scenario | MD | Solar PV | New Solar PV | New Solar PV | Capacity | MW | 0 | 0 | 0 | 0 | 0 | 3777.9587 | 3777.9587
Case A Exploratory Policy Scenario | MD | Onshore Wind | New Onshore Wind | New Onshore Wind | Capacity | MW | 0 | 0 | 678 | 678 | 678 | 678 | 678
Case A Exploratory Policy Scenario | MD | Offshore Wind | New Offshore Wind | New Offshore Wind | Capacity | MW | 0 | 1056.8 | 1056.8 | 1056.8 | 1056.8 | 1056.8 | 1056.8
Case A Exploratory Policy Scenario | MD | Battery Storage | New Battery Storage | New Battery Storage | Capacity | MW | 1363.8674 | 1363.8674 | 1363.8674 | 1363.8674 | 1363.8674 | 1363.8674 | 1363.8674
Case A Exploratory Policy Scenario | MD | Solar PV | New Solar PV | New Paired Solar PV | Capacity | MW | 0 | 0 | 0 | 0 | 2560.7923 | 2782.8337 | 8782.8337
Case A Exploratory Policy Scenario | MD | Battery Storage | New Battery Storage | New Paired Battery Storage | Capacity | MW | 0 | 0 | 0 | 0 | 1536.4754 | 1669.7002 | 5356.0985
Case A Exploratory Policy Scenario | MD | Hydrogen | New Hydrogen | New H2 CC | Capacity | MW | 0 | 0 | 0 | 0 | 0 | 0 | 0
Case A Exploratory Policy Scenario | MD | Hydrogen | New Hydrogen | New H2 CT | Capacity | MW | 0 | 0 | 0 | 0 | 0 | 0 | 0
Case A Exploratory Policy Scenario | MD | Retire Coal | Retire Coal | Retire Coal | Capacity | MW | 0 | 1275.497 | 0 | 0 | 0 | 0 | 0
Case A Exploratory Policy Scenario | MD | Retire Combined Cycle | Retire Combined Cycle | Retire Combined Cycle | Capacity | MW | 0 | 0 | 0 | 0 | 0 | 0 | 0
Case A Exploratory Policy Scenario | MD | Retire Combustion Turbine | Retire Combustion Turbine | Retire Combustion Turbine | Capacity | MW | 0 | 0 | 0 | 0 | 0 | 0 | 0
Case A Exploratory Policy Scenario | MD | Retire Oil/Gas | Retire Oil/Gas | Retire Oil/Gas | Capacity | MW | 0 | 0 | 0 | 0 | 0 | 0 | 0
Case A Exploratory Policy Scenario | MD | Retire Other | Retire Other | Retire Other | Capacity | MW | 0 | 57.5 | 57.5 | 57.5 | 57.5 | 57.5 | 57.5
Case A Exploratory Policy Scenario | MD | Retire Nuclear | Retire Nuclear | Retire Nuclear | Capacity | MW | 0 | 0 | 0 | 0 | 0 | 0 | 0
Case A Exploratory Policy Scenario | MA | Coal | Coal | Coal | Capacity | MW | 0 | 0 | 0 | 0 | 0 | 0 | 0
Case A Exploratory Policy Scenario | MA | Coal with CCS | Coal with CCS | Coal with CCS | Capacity | MW | 0 | 0 | 0 | 0 | 0 | 0 | 0
Case A Exploratory Policy Scenario | MA | Combined Cycle | Combined Cycle | Combined Cycle | Capacity | MW | 4853.0668 | 4778.1638 | 4778.1638 | 4778.1638 | 4778.1638 | 4778.1638 | 4778.1638
Case A Exploratory Policy Scenario | MA | Combustion Turbine | Combustion Turbine | Combustion Turbine | Capacity | MW | 1330.142 | 1205.622 | 1205.622 | 1205.622 | 1205.622 | 1205.622 | 1205.622
Case A Exploratory Policy Scenario | MA | Oil/Gas | Oil/Gas | Oil/Gas | Capacity | MW | 1143.9 | 25.1 | 25.1 | 25.1 | 25.1 | 25.1 | 25.1
Case A Exploratory Policy Scenario | MA | Other | Other | Other | Capacity | MW | 0 | 0 | 0 | 0 | 0 | 0 | 0
Case A Exploratory Policy Scenario | MA | Nuclear | Nuclear | Nuclear | Capacity | MW | 0 | 0 | 0 | 0 | 0 | 0 | 0
Case A Exploratory Policy Scenario | MA | Hydro | Hydro | Hydro | Capacity | MW | 2073.133 | 2073.133 | 2073.133 | 2073.133 | 2073.133 | 2073.133 | 2073.133
Case A Exploratory Policy Scenario | MA | Solar PV | Solar PV | Solar PV | Capacity | MW | 1269.7475 | 1269.7475 | 1269.7475 | 1269.7475 | 1269.7475 | 1269.7475 | 1269.7475
Case A Exploratory Policy Scenario | MA | Onshore Wind | Onshore Wind | Onshore Wind | Capacity | MW | 117.949 | 117.949 | 117.949 | 117.949 | 117.949 | 117.949 | 117.949
Case A Exploratory Policy Scenario | MA | Battery Storage | Battery Storage | Battery Storage | Capacity | MW | 406 | 1062 | 1062 | 1062 | 1062 | 1062 | 1062
Case A Exploratory Policy Scenario | MA | Other RE | Other RE | Other RE | Capacity | MW | 286.899 | 219.899 | 219.899 | 219.899 | 219.899 | 219.899 | 219.899
Case A Exploratory Policy Scenario | MA | Combined Cycle | New Combined Cycle | New Combined Cycle | Capacity | MW | 0 | 0 | 0 | 0 | 661.7248 | 661.7248 | 661.7248
Case A Exploratory Policy Scenario | MA | Combustion Turbine | New Combustion Turbine | New Combustion Turbine | Capacity | MW | 0 | 0 | 0 | 0 | 0 | 0 | 0
Case A Exploratory Policy Scenario | MA | Other | New Other | New Other | Capacity | MW | 0 | 0 | 0 | 0 | 0 | 0 | 0
Case A Exploratory Policy Scenario | MA | Other RE | New Other RE | New Other RE | Capacity | MW | 0 | 0 | 0 | 0 | 0 | 0 | 0
Case A Exploratory Policy Scenario | MA | Solar PV | New Solar PV | New Solar PV | Capacity | MW | 0 | 0 | 0 | 0 | 0 | 3768.4016 | 7064.5692
Case A Exploratory Policy Scenario | MA | Onshore Wind | New Onshore Wind | New Onshore Wind | Capacity | MW | 0 | 0 | 0 | 0 | 0 | 0 | 0
Case A Exploratory Policy Scenario | MA | Offshore Wind | New Offshore Wind | New Offshore Wind | Capacity | MW | 800 | 800 | 800 | 800 | 800 | 800 | 800
Case A Exploratory Policy Scenario | MA | Battery Storage | New Battery Storage | New Battery Storage | Capacity | MW | 594 | 594 | 594 | 594 | 594 | 594 | 594
Case A Exploratory Policy Scenario | MA | Solar PV | New Solar PV | New Paired Solar PV | Capacity | MW | 0 | 0 | 0 | 0 | 892.3676 | 1123.9659 | 3827.7984
Case A Exploratory Policy Scenario | MA | Battery Storage | New Battery Storage | New Paired Battery Storage | Capacity | MW | 0 | 0 | 0 | 0 | 535.4205 | 674.3796 | 2296.679
Case A Exploratory Policy Scenario | MA | Hydrogen | New Hydrogen | New H2 CC | Capacity | MW | 0 | 0 | 0 | 0 | 0 | 0 | 0
Case A Exploratory Policy Scenario | MA | Hydrogen | New Hydrogen | New H2 CT | Capacity | MW | 0 | 0 | 0 | 0 | 0 | 0 | 0
Case A Exploratory Policy Scenario | MA | Retire Coal | Retire Coal | Retire Coal | Capacity | MW | 0 | 0 | 0 | 0 | 0 | 0 | 0
Case A Exploratory Policy Scenario | MA | Retire Combined Cycle | Retire Combined Cycle | Retire Combined Cycle | Capacity | MW | 0 | 0 | 0 | 0 | 0 | 0 | 0
Case A Exploratory Policy Scenario | MA | Retire Combustion Turbine | Retire Combustion Turbine | Retire Combustion Turbine | Capacity | MW | 0 | 0 | 0 | 0 | 0 | 0 | 0
Case A Exploratory Policy Scenario | MA | Retire Oil/Gas | Retire Oil/Gas | Retire Oil/Gas | Capacity | MW | 0 | 1118.8 | 1118.8 | 1118.8 | 1118.8 | 1118.8 | 1118.8
Case A Exploratory Policy Scenario | MA | Retire Other | Retire Other | Retire Other | Capacity | MW | 0 | 67 | 67 | 67 | 67 | 67 | 67
Case A Exploratory Policy Scenario | MA | Retire Nuclear | Retire Nuclear | Retire Nuclear | Capacity | MW | 0 | 0 | 0 | 0 | 0 | 0 | 0
Case A Exploratory Policy Scenario | NH | Coal | Coal | Coal | Capacity | MW | 518.856 | 0 | 0 | 0 | 0 | 0 | 0
Case A Exploratory Policy Scenario | NH | Coal with CCS | Coal with CCS | Coal with CCS | Capacity | MW | 0 | 0 | 0 | 0 | 0 | 0 | 0
Case A Exploratory Policy Scenario | NH | Combined Cycle | Combined Cycle | Combined Cycle | Capacity | MW | 1183.694 | 1183.694 | 1183.694 | 1183.694 | 1183.694 | 1183.694 | 1183.694
Case A Exploratory Policy Scenario | NH | Combustion Turbine | Combustion Turbine | Combustion Turbine | Capacity | MW | 89.61 | 89.61 | 89.61 | 89.61 | 89.61 | 89.61 | 89.61
Case A Exploratory Policy Scenario | NH | Oil/Gas | Oil/Gas | Oil/Gas | Capacity | MW | 400.2 | 0 | 0 | 0 | 0 | 0 | 0
Case A Exploratory Policy Scenario | NH | Other | Other | Other | Capacity | MW | 0 | 0 | 0 | 0 | 0 | 0 | 0
Case A Exploratory Policy Scenario | NH | Nuclear | Nuclear | Nuclear | Capacity | MW | 1246 | 1246 | 1246 | 1246 | 1246 | 1246 | 1246
Case A Exploratory Policy Scenario | NH | Hydro | Hydro | Hydro | Capacity | MW | 509.088 | 509.088 | 509.088 | 509.088 | 509.088 | 509.088 | 509.088
Case A Exploratory Policy Scenario | NH | Solar PV | Solar PV | Solar PV | Capacity | MW | 107.7 | 107.7 | 107.7 | 107.7 | 107.7 | 107.7 | 107.7
Case A Exploratory Policy Scenario | NH | Onshore Wind | Onshore Wind | Onshore Wind | Capacity | MW | 212.4 | 212.4 | 212.4 | 212.4 | 212.4 | 212.4 | 212.4
Case A Exploratory Policy Scenario | NH | Battery Storage | Battery Storage | Battery Storage | Capacity | MW | 0 | 0 | 0 | 0 | 0 | 0 | 0
Case A Exploratory Policy Scenario | NH | Other RE | Other RE | Other RE | Capacity | MW | 310.642 | 26.991 | 26.991 | 26.991 | 26.991 | 26.991 | 26.991
Case A Exploratory Policy Scenario | NH | Combined Cycle | New Combined Cycle | New Combined Cycle | Capacity | MW | 0 | 0 | 0 | 0 | 0 | 0 | 0
Case A Exploratory Policy Scenario | NH | Combustion Turbine | New Combustion Turbine | New Combustion Turbine | Capacity | MW | 0 | 0 | 0 | 0 | 0 | 0 | 0
Case A Exploratory Policy Scenario | NH | Other | New Other | New Other | Capacity | MW | 0 | 0 | 0 | 0 | 0 | 0 | 0
Case A Exploratory Policy Scenario | NH | Other RE | New Other RE | New Other RE | Capacity | MW | 0 | 0 | 0 | 0 | 0 | 0 | 0
Case A Exploratory Policy Scenario | NH | Solar PV | New Solar PV | New Solar PV | Capacity | MW | 0 | 0 | 0 | 0 | 0 | 0 | 0
Case A Exploratory Policy Scenario | NH | Onshore Wind | New Onshore Wind | New Onshore Wind | Capacity | MW | 0 | 0 | 0 | 0 | 0 | 0 | 0
Case A Exploratory Policy Scenario | NH | Offshore Wind | New Offshore Wind | New Offshore Wind | Capacity | MW | 0 | 0 | 0 | 0 | 0 | 0 | 0
Case A Exploratory Policy Scenario | NH | Battery Storage | New Battery Storage | New Battery Storage | Capacity | MW | 0 | 0 | 0 | 0 | 0 | 0 | 0
Case A Exploratory Policy Scenario | NH | Solar PV | New Solar PV | New Paired Solar PV | Capacity | MW | 0 | 0 | 0 | 0 | 0 | 0 | 0
Case A Exploratory Policy Scenario | NH | Battery Storage | New Battery Storage | New Paired Battery Storage | Capacity | MW | 0 | 0 | 0 | 0 | 0 | 0 | 0
Case A Exploratory Policy Scenario | NH | Hydrogen | New Hydrogen | New H2 CC | Capacity | MW | 0 | 0 | 0 | 0 | 0 | 0 | 0
Case A Exploratory Policy Scenario | NH | Hydrogen | New Hydrogen | New H2 CT | Capacity | MW | 0 | 0 | 0 | 0 | 0 | 0 | 0
Case A Exploratory Policy Scenario | NH | Retire Coal | Retire Coal | Retire Coal | Capacity | MW | 0 | 518.856 | 518.856 | 518.856 | 518.856 | 518.856 | 518.856
Case A Exploratory Policy Scenario | NH | Retire Combined Cycle | Retire Combined Cycle | Retire Combined Cycle | Capacity | MW | 0 | 0 | 0 | 0 | 0 | 0 | 0
Case A Exploratory Policy Scenario | NH | Retire Combustion Turbine | Retire Combustion Turbine | Retire Combustion Turbine | Capacity | MW | 0 | 0 | 0 | 0 | 0 | 0 | 0
Case A Exploratory Policy Scenario | NH | Retire Oil/Gas | Retire Oil/Gas | Retire Oil/Gas | Capacity | MW | 0 | 400.2 | 400.2 | 400.2 | 400.2 | 400.2 | 400.2
Case A Exploratory Policy Scenario | NH | Retire Other | Retire Other | Retire Other | Capacity | MW | 0 | 283.651 | 283.651 | 283.651 | 283.651 | 283.651 | 283.651
Case A Exploratory Policy Scenario | NH | Retire Nuclear | Retire Nuclear | Retire Nuclear | Capacity | MW | 0 | 0 | 0 | 0 | 0 | 0 | 0
Case A Exploratory Policy Scenario | NJ | Coal | Coal | Coal | Capacity | MW | 0 | 0 | 0 | 0 | 0 | 0 | 0
Case A Exploratory Policy Scenario | NJ | Coal with CCS | Coal with CCS | Coal with CCS | Capacity | MW | 0 | 0 | 0 | 0 | 0 | 0 | 0
Case A Exploratory Policy Scenario | NJ | Combined Cycle | Combined Cycle | Combined Cycle | Capacity | MW | 7360.779 | 7360.779 | 7360.779 | 7360.779 | 7360.779 | 7360.779 | 7360.779
Case A Exploratory Policy Scenario | NJ | Combustion Turbine | Combustion Turbine | Combustion Turbine | Capacity | MW | 1953.08 | 1953.08 | 1953.08 | 1953.08 | 1953.08 | 1953.08 | 1953.08
Case A Exploratory Policy Scenario | NJ | Oil/Gas | Oil/Gas | Oil/Gas | Capacity | MW | 0.6 | 0.6 | 0.6 | 0.6 | 0.6 | 0.6 | 0.6
Case A Exploratory Policy Scenario | NJ | Other | Other | Other | Capacity | MW | 0 | 0 | 0 | 0 | 0 | 0 | 0
Case A Exploratory Policy Scenario | NJ | Nuclear | Nuclear | Nuclear | Capacity | MW | 3500 | 3500 | 3500 | 3500 | 2326 | 2326 | 2326
Case A Exploratory Policy Scenario | NJ | Hydro | Hydro | Hydro | Capacity | MW | 404.8 | 404.8 | 404.8 | 404.8 | 404.8 | 404.8 | 404.8
Case A Exploratory Policy Scenario | NJ | Solar PV | Solar PV | Solar PV | Capacity | MW | 1409.281 | 1739.581 | 1739.581 | 1739.581 | 1739.581 | 1739.581 | 1739.581
Case A Exploratory Policy Scenario | NJ | Onshore Wind | Onshore Wind | Onshore Wind | Capacity | MW | 9 | 9 | 9 | 9 | 9 | 9 | 9
Case A Exploratory Policy Scenario | NJ | Battery Storage | Battery Storage | Battery Storage | Capacity | MW | 145.3 | 195.3 | 195.3 | 195.3 | 195.3 | 195.3 | 195.3
Case A Exploratory Policy Scenario | NJ | Other RE | Other RE | Other RE | Capacity | MW | 251.331 | 218.875 | 218.875 | 210.875 | 210.875 | 210.875 | 210.875
Case A Exploratory Policy Scenario | NJ | Combined Cycle | New Combined Cycle | New Combined Cycle | Capacity | MW | 0 | 0 | 0 | 0 | 0 | 0 | 0
Case A Exploratory Policy Scenario | NJ | Combustion Turbine | New Combustion Turbine | New Combustion Turbine | Capacity | MW | 0 | 0 | 5 | 5 | 5 | 5 | 5
Case A Exploratory Policy Scenario | NJ | Other | New Other | New Other | Capacity | MW | 0 | 0 | 0 | 0 | 0 | 0 | 0
Case A Exploratory Policy Scenario | NJ | Other RE | New Other RE | New Other RE | Capacity | MW | 0 | 0 | 0 | 0 | 0 | 0 | 0
Case A Exploratory Policy Scenario | NJ | Solar PV | New Solar PV | New Solar PV | Capacity | MW | 0 | 0 | 0 | 0 | 0 | 0 | 3390.5879
Case A Exploratory Policy Scenario | NJ | Onshore Wind | New Onshore Wind | New Onshore Wind | Capacity | MW | 0 | 0 | 0 | 0 | 0 | 0 | 0
Case A Exploratory Policy Scenario | NJ | Offshore Wind | New Offshore Wind | New Offshore Wind | Capacity | MW | 0 | 0 | 1148 | 4890 | 4890 | 4890 | 4890
Case A Exploratory Policy Scenario | NJ | Battery Storage | New Battery Storage | New Battery Storage | Capacity | MW | 608.0768 | 608.0768 | 608.0768 | 608.0768 | 608.0768 | 608.0768 | 608.0768
Case A Exploratory Policy Scenario | NJ | Solar PV | New Solar PV | New Paired Solar PV | Capacity | MW | 0 | 0 | 0 | 0 | 0 | 0 | 2609.4121
Case A Exploratory Policy Scenario | NJ | Battery Storage | New Battery Storage | New Paired Battery Storage | Capacity | MW | 0 | 0 | 0 | 0 | 0 | 0 | 1565.6472
Case A Exploratory Policy Scenario | NJ | Hydrogen | New Hydrogen | New H2 CC | Capacity | MW | 0 | 0 | 0 | 0 | 0 | 0 | 0
Case A Exploratory Policy Scenario | NJ | Hydrogen | New Hydrogen | New H2 CT | Capacity | MW | 0 | 0 | 0 | 0 | 0 | 0 | 0
Case A Exploratory Policy Scenario | NJ | Retire Coal | Retire Coal | Retire Coal | Capacity | MW | 0 | 0 | 0 | 0 | 0 | 0 | 0
Case A Exploratory Policy Scenario | NJ | Retire Combined Cycle | Retire Combined Cycle | Retire Combined Cycle | Capacity | MW | 0 | 0 | 0 | 0 | 0 | 0 | 0
Case A Exploratory Policy Scenario | NJ | Retire Combustion Turbine | Retire Combustion Turbine | Retire Combustion Turbine | Capacity | MW | 0 | 0 | 0 | 0 | 0 | 0 | 0
Case A Exploratory Policy Scenario | NJ | Retire Oil/Gas | Retire Oil/Gas | Retire Oil/Gas | Capacity | MW | 0 | 0 | 0 | 0 | 0 | 0 | 0
Case A Exploratory Policy Scenario | NJ | Retire Other | Retire Other | Retire Other | Capacity | MW | 0 | 32.456 | 32.456 | 40.456 | 40.456 | 40.456 | 40.456
Case A Exploratory Policy Scenario | NJ | Retire Nuclear | Retire Nuclear | Retire Nuclear | Capacity | MW | 0 | 0 | 0 | 0 | 1174 | 1174 | 1174
Case A Exploratory Policy Scenario | NY | Coal | Coal | Coal | Capacity | MW | 0 | 0 | 0 | 0 | 0 | 0 | 0
Case A Exploratory Policy Scenario | NY | Coal with CCS | Coal with CCS | Coal with CCS | Capacity | MW | 0 | 0 | 0 | 0 | 0 | 0 | 0
Case A Exploratory Policy Scenario | NY | Combined Cycle | Combined Cycle | Combined Cycle | Capacity | MW | 11182.063 | 11146.5376 | 11146.5376 | 11145.9643 | 11143.2594 | 11143.2594 | 11143.2594
Case A Exploratory Policy Scenario | NY | Combustion Turbine | Combustion Turbine | Combustion Turbine | Capacity | MW | 4073.342 | 3464.642 | 3464.642 | 3464.642 | 3464.642 | 3464.642 | 3461.183
Case A Exploratory Policy Scenario | NY | Oil/Gas | Oil/Gas | Oil/Gas | Capacity | MW | 10861.2 | 7641.5085 | 7641.5085 | 7641.5085 | 7641.5085 | 7502.7286 | 4569.2884
Case A Exploratory Policy Scenario | NY | Other | Other | Other | Capacity | MW | 150 | 150 | 150 | 150 | 150 | 150 | 150
Case A Exploratory Policy Scenario | NY | Nuclear | Nuclear | Nuclear | Capacity | MW | 3333.6 | 3333.6 | 3333.6 | 3333.6 | 3333.6 | 3333.6 | 3333.6
Case A Exploratory Policy Scenario | NY | Hydro | Hydro | Hydro | Capacity | MW | 5704.745 | 5704.745 | 5704.745 | 5704.745 | 5704.745 | 5704.745 | 5704.745
Case A Exploratory Policy Scenario | NY | Solar PV | Solar PV | Solar PV | Capacity | MW | 9090.156 | 9838.156 | 9838.156 | 9838.156 | 9838.156 | 9838.156 | 9838.156
Case A Exploratory Policy Scenario | NY | Onshore Wind | Onshore Wind | Onshore Wind | Capacity | MW | 3804.472 | 3804.472 | 3804.472 | 3804.472 | 3804.472 | 3804.472 | 3804.472
Case A Exploratory Policy Scenario | NY | Offshore Wind | Offshore Wind | Offshore Wind | Capacity | MW | 136 | 1876 | 1876 | 1876 | 1876 | 1876 | 1876
Case A Exploratory Policy Scenario | NY | Battery Storage | Battery Storage | Battery Storage | Capacity | MW | 415 | 1492 | 1492 | 1492 | 1492 | 1492 | 1492
Case A Exploratory Policy Scenario | NY | Other RE | Other RE | Other RE | Capacity | MW | 516.165 | 292.639 | 292.639 | 292.639 | 292.639 | 292.639 | 292.639
Case A Exploratory Policy Scenario | NY | Combined Cycle | New Combined Cycle | New Combined Cycle | Capacity | MW | 0 | 0 | 0 | 24.1468 | 396.2945 | 784.5535 | 1390.7072
Case A Exploratory Policy Scenario | NY | Combustion Turbine | New Combustion Turbine | New Combustion Turbine | Capacity | MW | 0 | 0 | 0 | 0 | 0 | 0 | 0
Case A Exploratory Policy Scenario | NY | Other | New Other | New Other | Capacity | MW | 0 | 0 | 0 | 0 | 0 | 0 | 0
Case A Exploratory Policy Scenario | NY | Other RE | New Other RE | New Other RE | Capacity | MW | 0 | 0 | 0 | 0 | 0 | 0 | 0
Case A Exploratory Policy Scenario | NY | Solar PV | New Solar PV | New Solar PV | Capacity | MW | 0 | 0 | 0 | 0 | 0 | 0 | 0
Case A Exploratory Policy Scenario | NY | Onshore Wind | New Onshore Wind | New Onshore Wind | Capacity | MW | 0 | 0 | 3380.5874 | 3380.5874 | 3380.5874 | 3380.5874 | 10880.5874
Case A Exploratory Policy Scenario | NY | Offshore Wind | New Offshore Wind | New Offshore Wind | Capacity | MW | 0 | 0 | 0 | 0 | 0 | 0 | 0
Case A Exploratory Policy Scenario | NY | Battery Storage | New Battery Storage | New Battery Storage | Capacity | MW | 0 | 5879.3977 | 6469.4683 | 8749.5571 | 9486.643 | 9486.643 | 9486.643
Case A Exploratory Policy Scenario | NY | Solar PV | New Solar PV | New Paired Solar PV | Capacity | MW | 0 | 0 | 0 | 0 | 0 | 408.3847 | 3745.7811
Case A Exploratory Policy Scenario | NY | Battery Storage | New Battery Storage | New Paired Battery Storage | Capacity | MW | 0 | 0 | 0 | 0 | 0 | 245.0308 | 2247.4687
Case A Exploratory Policy Scenario | NY | Hydrogen | New Hydrogen | New H2 CC | Capacity | MW | 0 | 0 | 0 | 0 | 0 | 0 | 0
Case A Exploratory Policy Scenario | NY | Hydrogen | New Hydrogen | New H2 CT | Capacity | MW | 0 | 0 | 0 | 0 | 0 | 0 | 0
Case A Exploratory Policy Scenario | NY | Retire Coal | Retire Coal | Retire Coal | Capacity | MW | 0 | 0 | 0 | 0 | 0 | 0 | 0
Case A Exploratory Policy Scenario | NY | Retire Combined Cycle | Retire Combined Cycle | Retire Combined Cycle | Capacity | MW | 0 | 35.5254 | 35.5254 | 35.5254 | 35.5254 | 35.5254 | 35.5254
Case A Exploratory Policy Scenario | NY | Retire Combustion Turbine | Retire Combustion Turbine | Retire Combustion Turbine | Capacity | MW | 0 | 0 | 0 | 0 | 0 | 0 | 3.459
Case A Exploratory Policy Scenario | NY | Retire Oil/Gas | Retire Oil/Gas | Retire Oil/Gas | Capacity | MW | 0 | 3219.6915 | 3219.6915 | 3219.6915 | 3219.6915 | 3358.4714 | 6291.9116
Case A Exploratory Policy Scenario | NY | Retire Other | Retire Other | Retire Other | Capacity | MW | 0 | 223.526 | 223.526 | 223.526 | 223.526 | 223.526 | 223.526
Case A Exploratory Policy Scenario | NY | Retire Nuclear | Retire Nuclear | Retire Nuclear | Capacity | MW | 0 | 0 | 0 | 0 | 0 | 0 | 0
Case A Exploratory Policy Scenario | RI | Coal | Coal | Coal | Capacity | MW | 0 | 0 | 0 | 0 | 0 | 0 | 0
Case A Exploratory Policy Scenario | RI | Coal with CCS | Coal with CCS | Coal with CCS | Capacity | MW | 0 | 0 | 0 | 0 | 0 | 0 | 0
Case A Exploratory Policy Scenario | RI | Combined Cycle | Combined Cycle | Combined Cycle | Capacity | MW | 1812.772 | 1812.772 | 1812.772 | 1812.772 | 1812.772 | 1812.772 | 1812.772
Case A Exploratory Policy Scenario | RI | Combustion Turbine | Combustion Turbine | Combustion Turbine | Capacity | MW | 9.56 | 9.56 | 9.56 | 9.56 | 9.56 | 9.56 | 3.96
Case A Exploratory Policy Scenario | RI | Oil/Gas | Oil/Gas | Oil/Gas | Capacity | MW | 0 | 0 | 0 | 0 | 0 | 0 | 0
Case A Exploratory Policy Scenario | RI | Other | Other | Other | Capacity | MW | 0 | 0 | 0 | 0 | 0 | 0 | 0
Case A Exploratory Policy Scenario | RI | Nuclear | Nuclear | Nuclear | Capacity | MW | 0 | 0 | 0 | 0 | 0 | 0 | 0
Case A Exploratory Policy Scenario | RI | Hydro | Hydro | Hydro | Capacity | MW | 3.156 | 3.156 | 3.156 | 3.156 | 3.156 | 3.156 | 3.156
Case A Exploratory Policy Scenario | RI | Solar PV | Solar PV | Solar PV | Capacity | MW | 244.8 | 244.8 | 244.8 | 244.8 | 244.8 | 244.8 | 244.8
Case A Exploratory Policy Scenario | RI | Onshore Wind | Onshore Wind | Onshore Wind | Capacity | MW | 54.5 | 54.5 | 54.5 | 54.5 | 54.5 | 54.5 | 54.5
Case A Exploratory Policy Scenario | RI | Battery Storage | Battery Storage | Battery Storage | Capacity | MW | 0 | 0 | 0 | 0 | 0 | 0 | 0
Case A Exploratory Policy Scenario | RI | Other RE | Other RE | Other RE | Capacity | MW | 55.543 | 53.863 | 53.863 | 53.863 | 53.863 | 53.863 | 53.863
Case A Exploratory Policy Scenario | RI | Combined Cycle | New Combined Cycle | New Combined Cycle | Capacity | MW | 0 | 0 | 0 | 0 | 0 | 0 | 0
Case A Exploratory Policy Scenario | RI | Combustion Turbine | New Combustion Turbine | New Combustion Turbine | Capacity | MW | 0 | 0 | 0 | 0 | 0 | 0 | 0
Case A Exploratory Policy Scenario | RI | Other | New Other | New Other | Capacity | MW | 0 | 0 | 0 | 0 | 0 | 0 | 0
Case A Exploratory Policy Scenario | RI | Other RE | New Other RE | New Other RE | Capacity | MW | 0 | 0 | 0 | 0 | 0 | 0 | 0
Case A Exploratory Policy Scenario | RI | Solar PV | New Solar PV | New Solar PV | Capacity | MW | 0 | 0 | 0 | 0 | 0 | 2346.9363 | 6016.0499
Case A Exploratory Policy Scenario | RI | Onshore Wind | New Onshore Wind | New Onshore Wind | Capacity | MW | 0 | 0 | 0 | 0 | 0 | 0 | 0
Case A Exploratory Policy Scenario | RI | Offshore Wind | New Offshore Wind | New Offshore Wind | Capacity | MW | 430 | 430 | 430 | 430 | 430 | 430 | 430
Case A Exploratory Policy Scenario | RI | Battery Storage | New Battery Storage | New Battery Storage | Capacity | MW | 0 | 0 | 0 | 0 | 0 | 0 | 0
Case A Exploratory Policy Scenario | RI | Solar PV | New Solar PV | New Paired Solar PV | Capacity | MW | 0 | 0 | 0 | 0 | 0 | 716.9868 | 1896.7296
Case A Exploratory Policy Scenario | RI | Battery Storage | New Battery Storage | New Paired Battery Storage | Capacity | MW | 0 | 0 | 0 | 0 | 0 | 430.1921 | 1138.0377
Case A Exploratory Policy Scenario | RI | Hydrogen | New Hydrogen | New H2 CC | Capacity | MW | 0 | 0 | 0 | 0 | 0 | 0 | 0
Case A Exploratory Policy Scenario | RI | Hydrogen | New Hydrogen | New H2 CT | Capacity | MW | 0 | 0 | 0 | 0 | 0 | 0 | 0
Case A Exploratory Policy Scenario | RI | Retire Coal | Retire Coal | Retire Coal | Capacity | MW | 0 | 0 | 0 | 0 | 0 | 0 | 0
Case A Exploratory Policy Scenario | RI | Retire Combined Cycle | Retire Combined Cycle | Retire Combined Cycle | Capacity | MW | 0 | 0 | 0 | 0 | 0 | 0 | 0
Case A Exploratory Policy Scenario | RI | Retire Combustion Turbine | Retire Combustion Turbine | Retire Combustion Turbine | Capacity | MW | 0 | 0 | 0 | 0 | 0 | 0 | 5.6
Case A Exploratory Policy Scenario | RI | Retire Oil/Gas | Retire Oil/Gas | Retire Oil/Gas | Capacity | MW | 0 | 0 | 0 | 0 | 0 | 0 | 0
Case A Exploratory Policy Scenario | RI | Retire Other | Retire Other | Retire Other | Capacity | MW | 0 | 1.68 | 1.68 | 1.68 | 1.68 | 1.68 | 1.68
Case A Exploratory Policy Scenario | RI | Retire Nuclear | Retire Nuclear | Retire Nuclear | Capacity | MW | 0 | 0 | 0 | 0 | 0 | 0 | 0
Case A Exploratory Policy Scenario | VT | Coal | Coal | Coal | Capacity | MW | 0 | 0 | 0 | 0 | 0 | 0 | 0
Case A Exploratory Policy Scenario | VT | Coal with CCS | Coal with CCS | Coal with CCS | Capacity | MW | 0 | 0 | 0 | 0 | 0 | 0 | 0
Case A Exploratory Policy Scenario | VT | Combined Cycle | Combined Cycle | Combined Cycle | Capacity | MW | 0 | 0 | 0 | 0 | 0 | 0 | 0
Case A Exploratory Policy Scenario | VT | Combustion Turbine | Combustion Turbine | Combustion Turbine | Capacity | MW | 141.839 | 127.794 | 127.794 | 127.794 | 127.794 | 127.794 | 127.794
Case A Exploratory Policy Scenario | VT | Oil/Gas | Oil/Gas | Oil/Gas | Capacity | MW | 0 | 0 | 0 | 0 | 0 | 0 | 0
Case A Exploratory Policy Scenario | VT | Other | Other | Other | Capacity | MW | 0 | 0 | 0 | 0 | 0 | 0 | 0
Case A Exploratory Policy Scenario | VT | Nuclear | Nuclear | Nuclear | Capacity | MW | 0 | 0 | 0 | 0 | 0 | 0 | 0
Case A Exploratory Policy Scenario | VT | Hydro | Hydro | Hydro | Capacity | MW | 319.202 | 319.202 | 319.202 | 319.202 | 319.202 | 319.202 | 319.202
Case A Exploratory Policy Scenario | VT | Solar PV | Solar PV | Solar PV | Capacity | MW | 140.52 | 230.52 | 230.52 | 230.52 | 230.52 | 230.52 | 230.52
Case A Exploratory Policy Scenario | VT | Onshore Wind | Onshore Wind | Onshore Wind | Capacity | MW | 151.2 | 151.2 | 151.2 | 151.2 | 151.2 | 151.2 | 151.2
Case A Exploratory Policy Scenario | VT | Battery Storage | Battery Storage | Battery Storage | Capacity | MW | 0 | 0 | 0 | 0 | 0 | 0 | 0
Case A Exploratory Policy Scenario | VT | Other RE | Other RE | Other RE | Capacity | MW | 75.7 | 3.7 | 3.7 | 3.7 | 3.7 | 3.7 | 3.7
Case A Exploratory Policy Scenario | VT | Combined Cycle | New Combined Cycle | New Combined Cycle | Capacity | MW | 0 | 0 | 0 | 0 | 0 | 0 | 0
Case A Exploratory Policy Scenario | VT | Combustion Turbine | New Combustion Turbine | New Combustion Turbine | Capacity | MW | 0 | 0 | 0 | 0 | 0 | 0 | 0
Case A Exploratory Policy Scenario | VT | Other | New Other | New Other | Capacity | MW | 0 | 0 | 0 | 0 | 0 | 0 | 0
Case A Exploratory Policy Scenario | VT | Other RE | New Other RE | New Other RE | Capacity | MW | 0 | 0 | 0 | 0 | 0 | 0 | 0
Case A Exploratory Policy Scenario | VT | Solar PV | New Solar PV | New Solar PV | Capacity | MW | 0 | 0 | 0 | 0 | 0 | 0 | 0
Case A Exploratory Policy Scenario | VT | Onshore Wind | New Onshore Wind | New Onshore Wind | Capacity | MW | 0 | 0 | 3292 | 3419 | 6014 | 6014 | 6014
Case A Exploratory Policy Scenario | VT | Offshore Wind | New Offshore Wind | New Offshore Wind | Capacity | MW | 0 | 0 | 0 | 0 | 0 | 0 | 0
Case A Exploratory Policy Scenario | VT | Battery Storage | New Battery Storage | New Battery Storage | Capacity | MW | 0 | 0 | 0 | 0 | 0 | 0 | 0
Case A Exploratory Policy Scenario | VT | Solar PV | New Solar PV | New Paired Solar PV | Capacity | MW | 0 | 0 | 0 | 0 | 1045.3886 | 1766.1699 | 1766.1699
Case A Exploratory Policy Scenario | VT | Battery Storage | New Battery Storage | New Paired Battery Storage | Capacity | MW | 0 | 0 | 0 | 0 | 627.2331 | 1059.702 | 1059.702
Case A Exploratory Policy Scenario | VT | Hydrogen | New Hydrogen | New H2 CC | Capacity | MW | 0 | 0 | 0 | 0 | 0 | 0 | 0
Case A Exploratory Policy Scenario | VT | Hydrogen | New Hydrogen | New H2 CT | Capacity | MW | 0 | 0 | 0 | 0 | 0 | 0 | 0
Case A Exploratory Policy Scenario | VT | Retire Coal | Retire Coal | Retire Coal | Capacity | MW | 0 | 0 | 0 | 0 | 0 | 0 | 0
Case A Exploratory Policy Scenario | VT | Retire Combined Cycle | Retire Combined Cycle | Retire Combined Cycle | Capacity | MW | 0 | 0 | 0 | 0 | 0 | 0 | 0
Case A Exploratory Policy Scenario | VT | Retire Combustion Turbine | Retire Combustion Turbine | Retire Combustion Turbine | Capacity | MW | 0 | 0 | 0 | 0 | 0 | 0 | 0
Case A Exploratory Policy Scenario | VT | Retire Oil/Gas | Retire Oil/Gas | Retire Oil/Gas | Capacity | MW | 0 | 0 | 0 | 0 | 0 | 0 | 0
Case A Exploratory Policy Scenario | VT | Retire Other | Retire Other | Retire Other | Capacity | MW | 0 | 72 | 72 | 72 | 72 | 72 | 72
Case A Exploratory Policy Scenario | VT | Retire Nuclear | Retire Nuclear | Retire Nuclear | Capacity | MW | 0 | 0 | 0 | 0 | 0 | 0 | 0
Case A Exploratory Policy Scenario | NY | Imports | Imports Zone D (HQ) | 122739 | Capacity | MW | 1485 | 1485 | 1485 | 1485 | 1485 | 1485 | 1485
Case A Exploratory Policy Scenario | NY | Imports | Imports Zone J (CHPE) | 122738 | Capacity | MW | 0 | 1250 | 1250 | 1250 | 1250 | 1250 | 1250
Case A Exploratory Policy Scenario | MA | Imports | Clean Energy Connect Import | 4390 | Capacity | MW | 0 | 1200 | 1200 | 1200 | 1200 | 1200 | 1200
Case A Exploratory Policy Scenario | CT | Imports | Imports |  | Capacity | MW | 0 | 0 | 0 | 0 | 0 | 0 | 0
Case A Exploratory Policy Scenario | DE | Imports | Imports |  | Capacity | MW | 0 | 0 | 0 | 0 | 0 | 0 | 0
Case A Exploratory Policy Scenario | ME | Imports | Imports |  | Capacity | MW | 0 | 0 | 0 | 0 | 0 | 0 | 0
Case A Exploratory Policy Scenario | MD | Imports | Imports |  | Capacity | MW | 0 | 0 | 0 | 0 | 0 | 0 | 0
Case A Exploratory Policy Scenario | NH | Imports | Imports |  | Capacity | MW | 0 | 0 | 0 | 0 | 0 | 0 | 0
Case A Exploratory Policy Scenario | NJ | Imports | Imports |  | Capacity | MW | 0 | 0 | 0 | 0 | 0 | 0 | 0
Case A Exploratory Policy Scenario | RI | Imports | Imports |  | Capacity | MW | 0 | 0 | 0 | 0 | 0 | 0 | 0
Case A Exploratory Policy Scenario | VT | Imports | Imports |  | Capacity | MW | 0 | 0 | 0 | 0 | 0 | 0 | 0
Case A Exploratory Policy Scenario | 10-State Contributions | Imports | Imports Zone D (HQ) | 122739 | Capacity | MW | 1485 | 1485 | 1485 | 1485 | 1485 | 1485 | 1485
Case A Exploratory Policy Scenario | 10-State Contributions | Imports | Imports Zone J (CHPE) | 122738 | Capacity | MW | 0 | 1250 | 1250 | 1250 | 1250 | 1250 | 1250
Case A Exploratory Policy Scenario | 10-State Contributions | Imports | Clean Energy Connect Import | 4390 | Capacity | MW | 0 | 1200 | 1200 | 1200 | 1200 | 1200 | 1200
Case A Exploratory Policy Scenario | CT | Coal | Coal | Coal | Generation | GWh | 0 | 0 | 0 | 0 | 0 | 0 | 0
Case A Exploratory Policy Scenario | CT | Coal with CCS | Coal with CCS | Coal with CCS | Generation | GWh | 0 | 0 | 0 | 0 | 0 | 0 | 0
Case A Exploratory Policy Scenario | CT | Combined Cycle | Combined Cycle | Combined Cycle | Generation | GWh | 17962.6167 | 17673.6772 | 10091.7459 | 11940.1937 | 7835.7208 | 7679.1204 | 2369.0201
Case A Exploratory Policy Scenario | CT | Combustion Turbine | Combustion Turbine | Combustion Turbine | Generation | GWh | 4.73 | 170.686 | 172.3341 | 176.1716 | 170.7146 | 177.873 | 122.6619
Case A Exploratory Policy Scenario | CT | Oil/Gas | Oil/Gas | Oil/Gas | Generation | GWh | 0 | 79.74 | 79.74 | 79.74 | 79.74 | 57.9712 | 28.5525
Case A Exploratory Policy Scenario | CT | Other | Other | Other | Generation | GWh | 49.056 | 49.056 | 49.056 | 49.056 | 49.056 | 49.056 | 49.056
Case A Exploratory Policy Scenario | CT | Nuclear | Nuclear | Nuclear | Generation | GWh | 16661.5627 | 16661.5627 | 16661.5627 | 16661.5627 | 16661.5627 | 16661.5627 | 16661.5627
Case A Exploratory Policy Scenario | CT | Hydro | Hydro | Hydro | Generation | GWh | 537.4624 | 536.8864 | 540.6857 | 540.3875 | 539.0573 | 539.6253 | 539.8281
Case A Exploratory Policy Scenario | CT | Solar PV | Solar PV | Solar PV | Generation | GWh | 902.3652 | 902.3652 | 902.3652 | 902.3652 | 901.9323 | 902.0384 | 875.4982
Case A Exploratory Policy Scenario | CT | Onshore Wind | Onshore Wind | Onshore Wind | Generation | GWh | 14.4408 | 14.4408 | 14.4408 | 14.4408 | 14.4408 | 14.4408 | 14.4408
Case A Exploratory Policy Scenario | CT | Battery Storage | Battery Storage | Battery Storage | Generation | GWh | 0 | 4.3117 | 42.9119 | 19.3856 | 39.0108 | 86.4397 | 108.7991
Case A Exploratory Policy Scenario | CT | Other RE | Other RE | Other RE | Generation | GWh | 1839.7323 | 1748.8533 | 1748.8533 | 1748.8533 | 1751.7086 | 1752.4783 | 1769.4051
Case A Exploratory Policy Scenario | CT | Combined Cycle | New Combined Cycle | New Combined Cycle | Generation | GWh | 0 | 0 | 0 | 0 | 0 | 0 | 0
Case A Exploratory Policy Scenario | CT | Combustion Turbine | New Combustion Turbine | New Combustion Turbine | Generation | GWh | 0 | 0 | 0 | 0 | 0 | 0 | 0
Case A Exploratory Policy Scenario | CT | Other | New Other | New Other | Generation | GWh | 0 | 0 | 0 | 0 | 0 | 0 | 0
Case A Exploratory Policy Scenario | CT | Other RE | New Other RE | New Other RE | Generation | GWh | 0 | 0 | 0 | 342.7584 | 342.7584 | 342.7584 | 342.7584
Case A Exploratory Policy Scenario | CT | Solar PV | New Solar PV | New Solar PV | Generation | GWh | 0 | 0 | 0 | 0 | 0 | 0 | 2871.4819
Case A Exploratory Policy Scenario | CT | Onshore Wind | New Onshore Wind | New Onshore Wind | Generation | GWh | 0 | 0 | 0 | 0 | 0 | 0 | 0
Case A Exploratory Policy Scenario | CT | Offshore Wind | New Offshore Wind | New Offshore Wind | Generation | GWh | 418.3982 | 1251.6288 | 1251.6288 | 1251.6288 | 1251.6288 | 1251.6288 | 1251.6288
Case A Exploratory Policy Scenario | CT | Battery Storage | New Battery Storage | New Battery Storage | Generation | GWh | 0 | 0 | 0 | 0 | 0 | 0 | 0
Case A Exploratory Policy Scenario | CT | Solar PV | New Solar PV | New Paired Solar PV | Generation | GWh | 0 | 0 | 0 | 0 | 0 | 0 | 0
Case A Exploratory Policy Scenario | CT | Battery Storage | New Battery Storage | New Paired Battery Storage | Generation | GWh | 0 | 0 | 0 | 0 | 0 | 0 | 0
Case A Exploratory Policy Scenario | CT | Hydrogen | New Hydrogen | New H2 CC | Generation | GWh | 0 | 0 | 0 | 0 | 0 | 0 | 0
Case A Exploratory Policy Scenario | CT | Hydrogen | New Hydrogen | New H2 CT | Generation | GWh | 0 | 0 | 0 | 0 | 0 | 0 | 0
Case A Exploratory Policy Scenario | DE | Coal | Coal | Coal | Generation | GWh | 279 | 0 | 0 | 0 | 0 | 0 | 0
Case A Exploratory Policy Scenario | DE | Coal with CCS | Coal with CCS | Coal with CCS | Generation | GWh | 0 | 0 | 0 | 0 | 0 | 0 | 0
Case A Exploratory Policy Scenario | DE | Combined Cycle | Combined Cycle | Combined Cycle | Generation | GWh | 2888.1553 | 594.2459 | 718.5077 | 792.6383 | 854.1819 | 854.1819 | 536.6921
Case A Exploratory Policy Scenario | DE | Combustion Turbine | Combustion Turbine | Combustion Turbine | Generation | GWh | 28.16 | 15.469 | 21.215 | 20.266 | 11.026 | 3.41 | 3.41
Case A Exploratory Policy Scenario | DE | Oil/Gas | Oil/Gas | Oil/Gas | Generation | GWh | 66 | 81.007 | 75.394 | 76.4986 | 77.7281 | 68.4972 | 22.08
Case A Exploratory Policy Scenario | DE | Other | Other | Other | Generation | GWh | 0 | 0 | 0 | 0 | 0 | 0 | 0
Case A Exploratory Policy Scenario | DE | Nuclear | Nuclear | Nuclear | Generation | GWh | 0 | 0 | 0 | 0 | 0 | 0 | 0
Case A Exploratory Policy Scenario | DE | Hydro | Hydro | Hydro | Generation | GWh | 0 | 0 | 0 | 0 | 0 | 0 | 0
Case A Exploratory Policy Scenario | DE | Solar PV | Solar PV | Solar PV | Generation | GWh | 551.5145 | 551.5145 | 551.5145 | 551.5145 | 551.5145 | 551.5145 | 551.5145
Case A Exploratory Policy Scenario | DE | Onshore Wind | Onshore Wind | Onshore Wind | Generation | GWh | 5.3733 | 5.3733 | 5.3733 | 5.3733 | 5.3733 | 5.3733 | 5.3733
Case A Exploratory Policy Scenario | DE | Battery Storage | Battery Storage | Battery Storage | Generation | GWh | 0 | 0 | 0 | 0 | 0 | 0 | 0
Case A Exploratory Policy Scenario | DE | Other RE | Other RE | Other RE | Generation | GWh | 43.173 | 43.173 | 43.173 | 44.0085 | 44.508 | 44.508 | 57.8847
Case A Exploratory Policy Scenario | DE | Combined Cycle | New Combined Cycle | New Combined Cycle | Generation | GWh | 0 | 0 | 0 | 0 | 0 | 0 | 0
Case A Exploratory Policy Scenario | DE | Combustion Turbine | New Combustion Turbine | New Combustion Turbine | Generation | GWh | 0 | 0 | 6.6429 | 16.6072 | 3.6234 | 3.6234 | 67.4858
Case A Exploratory Policy Scenario | DE | Other | New Other | New Other | Generation | GWh | 0 | 0 | 0 | 0 | 0 | 0 | 0
Case A Exploratory Policy Scenario | DE | Other RE | New Other RE | New Other RE | Generation | GWh | 0 | 0 | 0 | 0 | 0 | 0 | 0
Case A Exploratory Policy Scenario | DE | Solar PV | New Solar PV | New Solar PV | Generation | GWh | 0 | 0 | 0 | 0 | 0 | 0 | 5690.8535
Case A Exploratory Policy Scenario | DE | Onshore Wind | New Onshore Wind | New Onshore Wind | Generation | GWh | 0 | 0 | 0 | 0 | 0 | 0 | 0
Case A Exploratory Policy Scenario | DE | Offshore Wind | New Offshore Wind | New Offshore Wind | Generation | GWh | 0 | 0 | 0 | 0 | 0 | 0 | 0
Case A Exploratory Policy Scenario | DE | Battery Storage | New Battery Storage | New Battery Storage | Generation | GWh | 98.595 | 98.595 | 98.595 | 98.595 | 98.595 | 98.595 | 98.595
Case A Exploratory Policy Scenario | DE | Solar PV | New Solar PV | New Paired Solar PV | Generation | GWh | 0 | 0 | 0 | 0 | 0 | 0 | 0
Case A Exploratory Policy Scenario | DE | Battery Storage | New Battery Storage | New Paired Battery Storage | Generation | GWh | 0 | 0 | 0 | 0 | 0 | 0 | 323.3551
Case A Exploratory Policy Scenario | DE | Hydrogen | New Hydrogen | New H2 CC | Generation | GWh | 0 | 0 | 0 | 0 | 0 | 0 | 0
Case A Exploratory Policy Scenario | DE | Hydrogen | New Hydrogen | New H2 CT | Generation | GWh | 0 | 0 | 0 | 0 | 0 | 0 | 0
Case A Exploratory Policy Scenario | ME | Coal | Coal | Coal | Generation | GWh | 0 | 0 | 0 | 0 | 0 | 0 | 0
Case A Exploratory Policy Scenario | ME | Coal with CCS | Coal with CCS | Coal with CCS | Generation | GWh | 0 | 0 | 0 | 0 | 0 | 0 | 0
Case A Exploratory Policy Scenario | ME | Combined Cycle | Combined Cycle | Combined Cycle | Generation | GWh | 1596.4551 | 763.8312 | 33.12 | 572.0383 | 606.4313 | 34.215 | 2.1
Case A Exploratory Policy Scenario | ME | Combustion Turbine | Combustion Turbine | Combustion Turbine | Generation | GWh | 0 | 0.627 | 1.595 | 1.595 | 1.4102 | 1.64 | 0.21
Case A Exploratory Policy Scenario | ME | Oil/Gas | Oil/Gas | Oil/Gas | Generation | GWh | 11.016 | 11.016 | 6.624 | 6.624 | 10.1503 | 9.7951 | 0
Case A Exploratory Policy Scenario | ME | Other | Other | Other | Generation | GWh | 0 | 0 | 0 | 0 | 0 | 0 | 0
Case A Exploratory Policy Scenario | ME | Nuclear | Nuclear | Nuclear | Generation | GWh | 0 | 0 | 0 | 0 | 0 | 0 | 0
Case A Exploratory Policy Scenario | ME | Hydro | Hydro | Hydro | Generation | GWh | 2722.6363 | 2722.6363 | 2722.6363 | 2722.6363 | 2722.6363 | 2722.6363 | 1834.69
Case A Exploratory Policy Scenario | ME | Solar PV | Solar PV | Solar PV | Generation | GWh | 1322.9446 | 1432.5937 | 1432.5937 | 1432.5937 | 1430.6655 | 1430.8401 | 1302.5478
Case A Exploratory Policy Scenario | ME | Onshore Wind | Onshore Wind | Onshore Wind | Generation | GWh | 3759.48 | 3939.3215 | 3939.3215 | 3939.3215 | 3770.1516 | 3795.5599 | 3227.7887
Case A Exploratory Policy Scenario | ME | Battery Storage | Battery Storage | Battery Storage | Generation | GWh | 0.28265 | 12.7512 | 205.6979 | 216.8962 | 219.4974 | 255.9919 | 212.1256
Case A Exploratory Policy Scenario | ME | Other RE | Other RE | Other RE | Generation | GWh | 1088.4792 | 469.6164 | 297.6142 | 305.6981 | 246.6207 | 246.4558 | 245.9017
Case A Exploratory Policy Scenario | ME | Combined Cycle | New Combined Cycle | New Combined Cycle | Generation | GWh | 0 | 0 | 0 | 0 | 0 | 0 | 0
Case A Exploratory Policy Scenario | ME | Combustion Turbine | New Combustion Turbine | New Combustion Turbine | Generation | GWh | 0 | 0 | 0 | 0 | 0 | 0 | 0
Case A Exploratory Policy Scenario | ME | Other | New Other | New Other | Generation | GWh | 0 | 0 | 0 | 0 | 0 | 0 | 0
Case A Exploratory Policy Scenario | ME | Other RE | New Other RE | New Other RE | Generation | GWh | 0 | 0 | 0 | 0 | 0 | 0 | 0
Case A Exploratory Policy Scenario | ME | Solar PV | New Solar PV | New Solar PV | Generation | GWh | 0 | 0 | 0 | 0 | 0 | 0 | 0
Case A Exploratory Policy Scenario | ME | Onshore Wind | New Onshore Wind | New Onshore Wind | Generation | GWh | 0 | 3032.3967 | 10179.0305 | 10179.0305 | 10179.0305 | 11951.0845 | 17120.3054
Case A Exploratory Policy Scenario | ME | Offshore Wind | New Offshore Wind | New Offshore Wind | Generation | GWh | 51.1276 | 51.1276 | 51.1276 | 51.1276 | 47.4333 | 50.0285 | 39.7805
Case A Exploratory Policy Scenario | ME | Battery Storage | New Battery Storage | New Battery Storage | Generation | GWh | 0 | 0 | 0 | 0 | 0 | 0 | 0
Case A Exploratory Policy Scenario | ME | Solar PV | New Solar PV | New Paired Solar PV | Generation | GWh | 0 | 0 | 0 | 0 | 0 | 0 | 0
Case A Exploratory Policy Scenario | ME | Battery Storage | New Battery Storage | New Paired Battery Storage | Generation | GWh | 0 | 0 | 0 | 0 | 0 | 0 | 0
Case A Exploratory Policy Scenario | ME | Hydrogen | New Hydrogen | New H2 CC | Generation | GWh | 0 | 0 | 0 | 0 | 0 | 0 | 0
Case A Exploratory Policy Scenario | ME | Hydrogen | New Hydrogen | New H2 CT | Generation | GWh | 0 | 0 | 0 | 0 | 0 | 0 | 0
Case A Exploratory Policy Scenario | MD | Coal | Coal | Coal | Generation | GWh | 0 | 0 | 0 | 0 | 0 | 0 | 0
Case A Exploratory Policy Scenario | MD | Coal with CCS | Coal with CCS | Coal with CCS | Generation | GWh | 0 | 0 | 0 | 0 | 0 | 0 | 0
Case A Exploratory Policy Scenario | MD | Combined Cycle | Combined Cycle | Combined Cycle | Generation | GWh | 5996.8685 | 1822.4125 | 1341.2673 | 2778.3719 | 3993.8933 | 2322.3426 | 43.2824
Case A Exploratory Policy Scenario | MD | Combustion Turbine | Combustion Turbine | Combustion Turbine | Generation | GWh | 15.2908 | 17.5397 | 12.0228 | 25.0548 | 12.0228 | 18.1475 | 31.0902
Case A Exploratory Policy Scenario | MD | Oil/Gas | Oil/Gas | Oil/Gas | Generation | GWh | 0 | 0 | 0 | 0 | 0 | 0 | 0
Case A Exploratory Policy Scenario | MD | Other | Other | Other | Generation | GWh | 0 | 0 | 0 | 0 | 0 | 0 | 0
Case A Exploratory Policy Scenario | MD | Nuclear | Nuclear | Nuclear | Generation | GWh | 14796.3086 | 14796.3086 | 14796.3086 | 14796.3086 | 14796.3086 | 14796.3086 | 14796.3086
Case A Exploratory Policy Scenario | MD | Hydro | Hydro | Hydro | Generation | GWh | 1814.9909 | 1814.9909 | 1814.9909 | 1814.9909 | 1814.9909 | 1814.9909 | 1814.9909
Case A Exploratory Policy Scenario | MD | Solar PV | Solar PV | Solar PV | Generation | GWh | 2246.9392 | 3178.5283 | 3226.9526 | 3226.9526 | 3226.9526 | 3226.9526 | 3226.9526
Case A Exploratory Policy Scenario | MD | Onshore Wind | Onshore Wind | Onshore Wind | Generation | GWh | 706.308 | 754.6725 | 754.6725 | 754.6725 | 754.6725 | 754.6725 | 754.6725
Case A Exploratory Policy Scenario | MD | Battery Storage | Battery Storage | Battery Storage | Generation | GWh | 1.0825 | 2.3895 | 3.5443 | 3.5999 | 0.995 | 1.746 | 7.9908
Case A Exploratory Policy Scenario | MD | Other RE | Other RE | Other RE | Generation | GWh | 698.2808 | 595.7048 | 595.7048 | 595.7048 | 595.7048 | 595.7048 | 595.7048
Case A Exploratory Policy Scenario | MD | Combined Cycle | New Combined Cycle | New Combined Cycle | Generation | GWh | 0 | 0 | 0 | 0 | 0 | 0 | 0
Case A Exploratory Policy Scenario | MD | Combustion Turbine | New Combustion Turbine | New Combustion Turbine | Generation | GWh | 0 | 0 | 0 | 0 | 0 | 0 | 0
Case A Exploratory Policy Scenario | MD | Other | New Other | New Other | Generation | GWh | 0 | 0 | 0 | 0 | 0 | 0 | 0
Case A Exploratory Policy Scenario | MD | Other RE | New Other RE | New Other RE | Generation | GWh | 0 | 0 | 0 | 0 | 0 | 0 | 0
Case A Exploratory Policy Scenario | MD | Solar PV | New Solar PV | New Solar PV | Generation | GWh | 0 | 0 | 0 | 0 | 0 | 8004.5336 | 8004.5336
Case A Exploratory Policy Scenario | MD | Onshore Wind | New Onshore Wind | New Onshore Wind | Generation | GWh | 0 | 0 | 2882.4308 | 2882.4308 | 2882.4308 | 2882.4308 | 2882.4308
Case A Exploratory Policy Scenario | MD | Offshore Wind | New Offshore Wind | New Offshore Wind | Generation | GWh | 0 | 4079.1159 | 4079.1159 | 4079.1159 | 4079.1159 | 4079.1159 | 4079.1159
Case A Exploratory Policy Scenario | MD | Battery Storage | New Battery Storage | New Battery Storage | Generation | GWh | 1687.0837 | 1785.3231 | 1813.5873 | 1846.7305 | 935.6058 | 1523.7002 | 1852.9104
Case A Exploratory Policy Scenario | MD | Solar PV | New Solar PV | New Paired Solar PV | Generation | GWh | 0 | 0 | 0 | 0 | 5499.9166 | 5976.8036 | 18863.2447
Case A Exploratory Policy Scenario | MD | Battery Storage | New Battery Storage | New Paired Battery Storage | Generation | GWh | 0 | 0 | 0 | 0 | 1497.1839 | 2233.3302 | 7819.9038
Case A Exploratory Policy Scenario | MD | Hydrogen | New Hydrogen | New H2 CC | Generation | GWh | 0 | 0 | 0 | 0 | 0 | 0 | 0
Case A Exploratory Policy Scenario | MD | Hydrogen | New Hydrogen | New H2 CT | Generation | GWh | 0 | 0 | 0 | 0 | 0 | 0 | 0
Case A Exploratory Policy Scenario | MA | Coal | Coal | Coal | Generation | GWh | 0 | 0 | 0 | 0 | 0 | 0 | 0
Case A Exploratory Policy Scenario | MA | Coal with CCS | Coal with CCS | Coal with CCS | Generation | GWh | 0 | 0 | 0 | 0 | 0 | 0 | 0
Case A Exploratory Policy Scenario | MA | Combined Cycle | Combined Cycle | Combined Cycle | Generation | GWh | 11331.8971 | 12265.4384 | 9237.4689 | 10413.0054 | 8539.5137 | 5701.5183 | 2940.3659
Case A Exploratory Policy Scenario | MA | Combustion Turbine | Combustion Turbine | Combustion Turbine | Generation | GWh | 3.4045 | 121.6652 | 119.0615 | 160.7867 | 119.6899 | 119.9233 | 89.8001
Case A Exploratory Policy Scenario | MA | Oil/Gas | Oil/Gas | Oil/Gas | Generation | GWh | 2.6909 | 61.6381 | 75.1168 | 72.6975 | 60.7855 | 84.5331 | 69.0056
Case A Exploratory Policy Scenario | MA | Other | Other | Other | Generation | GWh | 0 | 0 | 0 | 0 | 0 | 0 | 0
Case A Exploratory Policy Scenario | MA | Nuclear | Nuclear | Nuclear | Generation | GWh | 0 | 0 | 0 | 0 | 0 | 0 | 0
Case A Exploratory Policy Scenario | MA | Hydro | Hydro | Hydro | Generation | GWh | 1067.8678 | 1059.38 | 1292.5567 | 1204.0753 | 1093.7573 | 1428.2737 | 1883.4115
Case A Exploratory Policy Scenario | MA | Solar PV | Solar PV | Solar PV | Generation | GWh | 2664.415 | 2664.415 | 2664.415 | 2664.415 | 2664.415 | 2664.415 | 2664.415
Case A Exploratory Policy Scenario | MA | Onshore Wind | Onshore Wind | Onshore Wind | Generation | GWh | 304.7983 | 304.7983 | 304.7983 | 304.7983 | 304.7983 | 304.7983 | 304.7983
Case A Exploratory Policy Scenario | MA | Battery Storage | Battery Storage | Battery Storage | Generation | GWh | 4.912 | 75.1236 | 63.6648 | 77.4475 | 0.069032 | 93.2896 | 496.5875
Case A Exploratory Policy Scenario | MA | Other RE | Other RE | Other RE | Generation | GWh | 1984.5291 | 1842.0771 | 1842.0771 | 1842.0771 | 1842.0771 | 1842.0771 | 1842.0771
Case A Exploratory Policy Scenario | MA | Combined Cycle | New Combined Cycle | New Combined Cycle | Generation | GWh | 0 | 0 | 0 | 0 | 2318.6838 | 2318.6838 | 2318.6838
Case A Exploratory Policy Scenario | MA | Combustion Turbine | New Combustion Turbine | New Combustion Turbine | Generation | GWh | 0 | 0 | 0 | 0 | 0 | 0 | 0
Case A Exploratory Policy Scenario | MA | Other | New Other | New Other | Generation | GWh | 0 | 0 | 0 | 0 | 0 | 0 | 0
Case A Exploratory Policy Scenario | MA | Other RE | New Other RE | New Other RE | Generation | GWh | 0 | 0 | 0 | 0 | 0 | 0 | 0
Case A Exploratory Policy Scenario | MA | Solar PV | New Solar PV | New Solar PV | Generation | GWh | 0 | 0 | 0 | 0 | 0 | 7870.9412 | 14840.0364
Case A Exploratory Policy Scenario | MA | Onshore Wind | New Onshore Wind | New Onshore Wind | Generation | GWh | 0 | 0 | 0 | 0 | 0 | 0 | 0
Case A Exploratory Policy Scenario | MA | Offshore Wind | New Offshore Wind | New Offshore Wind | Generation | GWh | 3293.76 | 3293.76 | 3293.76 | 3293.76 | 3293.76 | 3293.76 | 3293.76
Case A Exploratory Policy Scenario | MA | Battery Storage | New Battery Storage | New Battery Storage | Generation | GWh | 677.0206 | 526.3853 | 515.7647 | 482.1458 | 434.2898 | 840.2786 | 867.24
Case A Exploratory Policy Scenario | MA | Solar PV | New Solar PV | New Paired Solar PV | Generation | GWh | 0 | 0 | 0 | 0 | 1830.0048 | 2304.9504 | 7849.7803
Case A Exploratory Policy Scenario | MA | Battery Storage | New Battery Storage | New Paired Battery Storage | Generation | GWh | 0 | 0 | 0 | 0 | 539.7559 | 950.7779 | 3353.1514
Case A Exploratory Policy Scenario | MA | Hydrogen | New Hydrogen | New H2 CC | Generation | GWh | 0 | 0 | 0 | 0 | 0 | 0 | 0
Case A Exploratory Policy Scenario | MA | Hydrogen | New Hydrogen | New H2 CT | Generation | GWh | 0 | 0 | 0 | 0 | 0 | 0 | 0
Case A Exploratory Policy Scenario | NH | Coal | Coal | Coal | Generation | GWh | 560.3645 | 0 | 0 | 0 | 0 | 0 | 0
Case A Exploratory Policy Scenario | NH | Coal with CCS | Coal with CCS | Coal with CCS | Generation | GWh | 0 | 0 | 0 | 0 | 0 | 0 | 0
Case A Exploratory Policy Scenario | NH | Combined Cycle | Combined Cycle | Combined Cycle | Generation | GWh | 1539.6993 | 1585.6725 | 1514.4884 | 2163.1659 | 2177.1472 | 549.5324 | 0
Case A Exploratory Policy Scenario | NH | Combustion Turbine | Combustion Turbine | Combustion Turbine | Generation | GWh | 0.66044 | 24.0368 | 22.2476 | 23.7078 | 22.9233 | 23.5069 | 17.3194
Case A Exploratory Policy Scenario | NH | Oil/Gas | Oil/Gas | Oil/Gas | Generation | GWh | 0 | 0 | 0 | 0 | 0 | 0 | 0
Case A Exploratory Policy Scenario | NH | Other | Other | Other | Generation | GWh | 0 | 0 | 0 | 0 | 0 | 0 | 0
Case A Exploratory Policy Scenario | NH | Nuclear | Nuclear | Nuclear | Generation | GWh | 10063.3808 | 10063.3808 | 10063.3808 | 10063.3808 | 10063.3808 | 10063.3808 | 10063.3808
Case A Exploratory Policy Scenario | NH | Hydro | Hydro | Hydro | Generation | GWh | 1406.0808 | 1406.0808 | 1406.0808 | 1406.0808 | 1406.0808 | 1406.0808 | 1406.0807
Case A Exploratory Policy Scenario | NH | Solar PV | Solar PV | Solar PV | Generation | GWh | 232.8486 | 232.8486 | 232.8486 | 232.8486 | 232.8486 | 232.8486 | 232.8486
Case A Exploratory Policy Scenario | NH | Onshore Wind | Onshore Wind | Onshore Wind | Generation | GWh | 666.5463 | 666.5463 | 666.5463 | 666.5463 | 666.5463 | 666.5463 | 666.5463
Case A Exploratory Policy Scenario | NH | Battery Storage | Battery Storage | Battery Storage | Generation | GWh | 0 | 0 | 0 | 0 | 0 | 0 | 0
Case A Exploratory Policy Scenario | NH | Other RE | Other RE | Other RE | Generation | GWh | 531.5814 | 194.8465 | 194.8465 | 194.8465 | 194.8465 | 194.8465 | 194.8465
Case A Exploratory Policy Scenario | NH | Combined Cycle | New Combined Cycle | New Combined Cycle | Generation | GWh | 0 | 0 | 0 | 0 | 0 | 0 | 0
Case A Exploratory Policy Scenario | NH | Combustion Turbine | New Combustion Turbine | New Combustion Turbine | Generation | GWh | 0 | 0 | 0 | 0 | 0 | 0 | 0
Case A Exploratory Policy Scenario | NH | Other | New Other | New Other | Generation | GWh | 0 | 0 | 0 | 0 | 0 | 0 | 0
Case A Exploratory Policy Scenario | NH | Other RE | New Other RE | New Other RE | Generation | GWh | 0 | 0 | 0 | 0 | 0 | 0 | 0
Case A Exploratory Policy Scenario | NH | Solar PV | New Solar PV | New Solar PV | Generation | GWh | 0 | 0 | 0 | 0 | 0 | 0 | 0
Case A Exploratory Policy Scenario | NH | Onshore Wind | New Onshore Wind | New Onshore Wind | Generation | GWh | 0 | 0 | 0 | 0 | 0 | 0 | 0
Case A Exploratory Policy Scenario | NH | Offshore Wind | New Offshore Wind | New Offshore Wind | Generation | GWh | 0 | 0 | 0 | 0 | 0 | 0 | 0
Case A Exploratory Policy Scenario | NH | Battery Storage | New Battery Storage | New Battery Storage | Generation | GWh | 0 | 0 | 0 | 0 | 0 | 0 | 0
Case A Exploratory Policy Scenario | NH | Solar PV | New Solar PV | New Paired Solar PV | Generation | GWh | 0 | 0 | 0 | 0 | 0 | 0 | 0
Case A Exploratory Policy Scenario | NH | Battery Storage | New Battery Storage | New Paired Battery Storage | Generation | GWh | 0 | 0 | 0 | 0 | 0 | 0 | 0
Case A Exploratory Policy Scenario | NH | Hydrogen | New Hydrogen | New H2 CC | Generation | GWh | 0 | 0 | 0 | 0 | 0 | 0 | 0
Case A Exploratory Policy Scenario | NH | Hydrogen | New Hydrogen | New H2 CT | Generation | GWh | 0 | 0 | 0 | 0 | 0 | 0 | 0
Case A Exploratory Policy Scenario | NJ | Coal | Coal | Coal | Generation | GWh | 0 | 0 | 0 | 0 | 0 | 0 | 0
Case A Exploratory Policy Scenario | NJ | Coal with CCS | Coal with CCS | Coal with CCS | Generation | GWh | 0 | 0 | 0 | 0 | 0 | 0 | 0
Case A Exploratory Policy Scenario | NJ | Combined Cycle | Combined Cycle | Combined Cycle | Generation | GWh | 16556.9195 | 7179.2163 | 5848.8382 | 5004.3018 | 6741.0546 | 6665.3538 | 3368.564
Case A Exploratory Policy Scenario | NJ | Combustion Turbine | Combustion Turbine | Combustion Turbine | Generation | GWh | 108.1942 | 25.0452 | 34.4888 | 12.2598 | 20.1738 | 25.8047 | 164.935
Case A Exploratory Policy Scenario | NJ | Oil/Gas | Oil/Gas | Oil/Gas | Generation | GWh | 0 | 0 | 0.72778 | 0 | 0 | 0.72778 | 0
Case A Exploratory Policy Scenario | NJ | Other | Other | Other | Generation | GWh | 0 | 0 | 0 | 0 | 0 | 0 | 0
Case A Exploratory Policy Scenario | NJ | Nuclear | Nuclear | Nuclear | Generation | GWh | 27397.7464 | 27397.7464 | 27397.7464 | 27397.7464 | 17473.7591 | 17473.7591 | 17473.7591
Case A Exploratory Policy Scenario | NJ | Hydro | Hydro | Hydro | Generation | GWh | 119.2989 | 215.0115 | 182.1745 | 130.7623 | 63.9794 | 161.1826 | 298.7307
Case A Exploratory Policy Scenario | NJ | Solar PV | Solar PV | Solar PV | Generation | GWh | 2946.8438 | 3665.5182 | 3665.5182 | 3665.5182 | 3665.5182 | 3665.5182 | 3665.5182
Case A Exploratory Policy Scenario | NJ | Onshore Wind | Onshore Wind | Onshore Wind | Generation | GWh | 25.399 | 25.399 | 25.399 | 25.399 | 25.399 | 25.399 | 25.399
Case A Exploratory Policy Scenario | NJ | Battery Storage | Battery Storage | Battery Storage | Generation | GWh | 44.0227 | 124.1834 | 168.9187 | 58.2378 | 57.4271 | 60.5359 | 166.8139
Case A Exploratory Policy Scenario | NJ | Other RE | Other RE | Other RE | Generation | GWh | 1710.5171 | 1714.5491 | 1711.8211 | 1678.9651 | 1678.9651 | 1678.9651 | 1678.9651
Case A Exploratory Policy Scenario | NJ | Combined Cycle | New Combined Cycle | New Combined Cycle | Generation | GWh | 0 | 0 | 0 | 0 | 0 | 0 | 0
Case A Exploratory Policy Scenario | NJ | Combustion Turbine | New Combustion Turbine | New Combustion Turbine | Generation | GWh | 0 | 0 | 0.55 | 0.145 | 0.145 | 0.145 | 2.275
Case A Exploratory Policy Scenario | NJ | Other | New Other | New Other | Generation | GWh | 0 | 0 | 0 | 0 | 0 | 0 | 0
Case A Exploratory Policy Scenario | NJ | Other RE | New Other RE | New Other RE | Generation | GWh | 0 | 0 | 0 | 0 | 0 | 0 | 0
Case A Exploratory Policy Scenario | NJ | Solar PV | New Solar PV | New Solar PV | Generation | GWh | 0 | 0 | 0 | 0 | 0 | 0 | 7007.7603
Case A Exploratory Policy Scenario | NJ | Onshore Wind | New Onshore Wind | New Onshore Wind | Generation | GWh | 0 | 0 | 0 | 0 | 0 | 0 | 0
Case A Exploratory Policy Scenario | NJ | Offshore Wind | New Offshore Wind | New Offshore Wind | Generation | GWh | 0 | 0 | 4726.5456 | 20133.108 | 20133.108 | 20133.108 | 20133.108
Case A Exploratory Policy Scenario | NJ | Battery Storage | New Battery Storage | New Battery Storage | Generation | GWh | 885.6795 | 887.7921 | 887.7921 | 862.9163 | 887.7921 | 887.7921 | 887.7921
Case A Exploratory Policy Scenario | NJ | Solar PV | New Solar PV | New Paired Solar PV | Generation | GWh | 0 | 0 | 0 | 0 | 0 | 0 | 5400.2248
Case A Exploratory Policy Scenario | NJ | Battery Storage | New Battery Storage | New Paired Battery Storage | Generation | GWh | 0 | 0 | 0 | 0 | 0 | 0 | 2285.845
Case A Exploratory Policy Scenario | NJ | Hydrogen | New Hydrogen | New H2 CC | Generation | GWh | 0 | 0 | 0 | 0 | 0 | 0 | 0
Case A Exploratory Policy Scenario | NJ | Hydrogen | New Hydrogen | New H2 CT | Generation | GWh | 0 | 0 | 0 | 0 | 0 | 0 | 0
Case A Exploratory Policy Scenario | NY | Coal | Coal | Coal | Generation | GWh | 0 | 0 | 0 | 0 | 0 | 0 | 0
Case A Exploratory Policy Scenario | NY | Coal with CCS | Coal with CCS | Coal with CCS | Generation | GWh | 0 | 0 | 0 | 0 | 0 | 0 | 0
Case A Exploratory Policy Scenario | NY | Combined Cycle | Combined Cycle | Combined Cycle | Generation | GWh | 42038.8467 | 34085.0248 | 28631.9671 | 28716.3106 | 33002.218 | 31800.2219 | 27129.8664
Case A Exploratory Policy Scenario | NY | Combustion Turbine | Combustion Turbine | Combustion Turbine | Generation | GWh | 2133.2767 | 356.62 | 640.9988 | 766.2644 | 706.6245 | 731.099 | 936.4663
Case A Exploratory Policy Scenario | NY | Oil/Gas | Oil/Gas | Oil/Gas | Generation | GWh | 8018.7604 | 1677.3406 | 2094.0875 | 2663.601 | 1888.8112 | 2636.952 | 3303.4055
Case A Exploratory Policy Scenario | NY | Other | Other | Other | Generation | GWh | 882.06 | 1314 | 1314 | 1314 | 1314 | 1314 | 1309.2
Case A Exploratory Policy Scenario | NY | Nuclear | Nuclear | Nuclear | Generation | GWh | 25687.6009 | 25794.0679 | 25690.0388 | 26258.9667 | 25831.3439 | 25823.4706 | 25938.2835
Case A Exploratory Policy Scenario | NY | Hydro | Hydro | Hydro | Generation | GWh | 27043.0338 | 27033.5278 | 27161.5697 | 26892.2343 | 26641.3215 | 26940.5781 | 27107.3845
Case A Exploratory Policy Scenario | NY | Solar PV | Solar PV | Solar PV | Generation | GWh | 14040.9586 | 15386.545 | 14521.844 | 16225.2255 | 15856.6939 | 15258.368 | 13939.211
Case A Exploratory Policy Scenario | NY | Onshore Wind | Onshore Wind | Onshore Wind | Generation | GWh | 10405.889 | 11986.9493 | 11873.2333 | 12660.837 | 12328.9855 | 12298.5639 | 12072.3867
Case A Exploratory Policy Scenario | NY | Offshore Wind | Offshore Wind | Offshore Wind | Generation | GWh | 575.5479 | 7589.383 | 7364.7447 | 7239.5085 | 7750.0065 | 7710.5772 | 7518.8679
Case A Exploratory Policy Scenario | NY | Battery Storage | Battery Storage | Battery Storage | Generation | GWh | 308.7108 | 1506.0221 | 1565.7246 | 1023.2031 | 648.3061 | 857.151 | 1081.4819
Case A Exploratory Policy Scenario | NY | Other RE | Other RE | Other RE | Generation | GWh | 2249.9338 | 2160.1748 | 2006.136 | 2073.7779 | 2236.8093 | 2112.7494 | 1847.003
Case A Exploratory Policy Scenario | NY | Combined Cycle | New Combined Cycle | New Combined Cycle | Generation | GWh | 0 | 0 | 0 | 84.6105 | 1388.616 | 2749.0753 | 4873.0381
Case A Exploratory Policy Scenario | NY | Combustion Turbine | New Combustion Turbine | New Combustion Turbine | Generation | GWh | 0 | 0 | 0 | 0 | 0 | 0 | 0
Case A Exploratory Policy Scenario | NY | Other | New Other | New Other | Generation | GWh | 0 | 0 | 0 | 0 | 0 | 0 | 0
Case A Exploratory Policy Scenario | NY | Other RE | New Other RE | New Other RE | Generation | GWh | 0 | 0 | 0 | 0 | 0 | 0 | 0
Case A Exploratory Policy Scenario | NY | Solar PV | New Solar PV | New Solar PV | Generation | GWh | 0 | 0 | 0 | 0 | 0 | 0 | 0
Case A Exploratory Policy Scenario | NY | Onshore Wind | New Onshore Wind | New Onshore Wind | Generation | GWh | 0 | 0 | 12301.7852 | 12632.9136 | 12587.0703 | 12545.2898 | 40047.5453
Case A Exploratory Policy Scenario | NY | Offshore Wind | New Offshore Wind | New Offshore Wind | Generation | GWh | 0 | 0 | 0 | 0 | 0 | 0 | 0
Case A Exploratory Policy Scenario | NY | Battery Storage | New Battery Storage | New Battery Storage | Generation | GWh | 0 | 3757.8904 | 4101.1532 | 2688.7783 | 3205.5122 | 3959.6885 | 5085.4985
Case A Exploratory Policy Scenario | NY | Solar PV | New Solar PV | New Paired Solar PV | Generation | GWh | 0 | 0 | 0 | 0 | 0 | 868.6379 | 6811.249
Case A Exploratory Policy Scenario | NY | Battery Storage | New Battery Storage | New Paired Battery Storage | Generation | GWh | 0 | 0 | 0 | 0 | 0 | 324.4208 | 3281.3042
Case A Exploratory Policy Scenario | NY | Hydrogen | New Hydrogen | New H2 CC | Generation | GWh | 0 | 0 | 0 | 0 | 0 | 0 | 0
Case A Exploratory Policy Scenario | NY | Hydrogen | New Hydrogen | New H2 CT | Generation | GWh | 0 | 0 | 0 | 0 | 0 | 0 | 0
Case A Exploratory Policy Scenario | RI | Coal | Coal | Coal | Generation | GWh | 0 | 0 | 0 | 0 | 0 | 0 | 0
Case A Exploratory Policy Scenario | RI | Coal with CCS | Coal with CCS | Coal with CCS | Generation | GWh | 0 | 0 | 0 | 0 | 0 | 0 | 0
Case A Exploratory Policy Scenario | RI | Combined Cycle | Combined Cycle | Combined Cycle | Generation | GWh | 5782.0011 | 6033.9441 | 5354.8618 | 6176.0947 | 6022.8356 | 4128.0004 | 3065.3017
Case A Exploratory Policy Scenario | RI | Combustion Turbine | Combustion Turbine | Combustion Turbine | Generation | GWh | 44.7464 | 45.182 | 45.182 | 45.182 | 45.182 | 45.4833 | 0.34452
Case A Exploratory Policy Scenario | RI | Oil/Gas | Oil/Gas | Oil/Gas | Generation | GWh | 0 | 0 | 0 | 0 | 0 | 0 | 0
Case A Exploratory Policy Scenario | RI | Other | Other | Other | Generation | GWh | 0 | 0 | 0 | 0 | 0 | 0 | 0
Case A Exploratory Policy Scenario | RI | Nuclear | Nuclear | Nuclear | Generation | GWh | 0 | 0 | 0 | 0 | 0 | 0 | 0
Case A Exploratory Policy Scenario | RI | Hydro | Hydro | Hydro | Generation | GWh | 8.3612 | 8.3612 | 8.3612 | 8.3612 | 8.3612 | 8.3612 | 8.3612
Case A Exploratory Policy Scenario | RI | Solar PV | Solar PV | Solar PV | Generation | GWh | 530.6188 | 530.6188 | 530.6188 | 530.6188 | 530.6188 | 530.6188 | 530.6188
Case A Exploratory Policy Scenario | RI | Onshore Wind | Onshore Wind | Onshore Wind | Generation | GWh | 140.4231 | 140.4231 | 140.4231 | 140.4231 | 140.4231 | 140.4231 | 140.4231
Case A Exploratory Policy Scenario | RI | Battery Storage | Battery Storage | Battery Storage | Generation | GWh | 0 | 0 | 0 | 0 | 0 | 0 | 0
Case A Exploratory Policy Scenario | RI | Other RE | Other RE | Other RE | Generation | GWh | 331.7144 | 331.8232 | 331.1256 | 331.8232 | 331.8232 | 303.7912 | 321.452
Case A Exploratory Policy Scenario | RI | Combined Cycle | New Combined Cycle | New Combined Cycle | Generation | GWh | 0 | 0 | 0 | 0 | 0 | 0 | 0
Case A Exploratory Policy Scenario | RI | Combustion Turbine | New Combustion Turbine | New Combustion Turbine | Generation | GWh | 0 | 0 | 0 | 0 | 0 | 0 | 0
Case A Exploratory Policy Scenario | RI | Other | New Other | New Other | Generation | GWh | 0 | 0 | 0 | 0 | 0 | 0 | 0
Case A Exploratory Policy Scenario | RI | Other RE | New Other RE | New Other RE | Generation | GWh | 0 | 0 | 0 | 0 | 0 | 0 | 0
Case A Exploratory Policy Scenario | RI | Solar PV | New Solar PV | New Solar PV | Generation | GWh | 0 | 0 | 0 | 0 | 0 | 4944.1474 | 12768.509
Case A Exploratory Policy Scenario | RI | Onshore Wind | New Onshore Wind | New Onshore Wind | Generation | GWh | 0 | 0 | 0 | 0 | 0 | 0 | 0
Case A Exploratory Policy Scenario | RI | Offshore Wind | New Offshore Wind | New Offshore Wind | Generation | GWh | 669.0993 | 1765.4554 | 1765.4554 | 1765.4554 | 1765.4554 | 1765.4554 | 1765.4554
Case A Exploratory Policy Scenario | RI | Battery Storage | New Battery Storage | New Battery Storage | Generation | GWh | 0 | 0 | 0 | 0 | 0 | 0 | 0
Case A Exploratory Policy Scenario | RI | Solar PV | New Solar PV | New Paired Solar PV | Generation | GWh | 0 | 0 | 0 | 0 | 0 | 1482.9968 | 3923.1462
Case A Exploratory Policy Scenario | RI | Battery Storage | New Battery Storage | New Paired Battery Storage | Generation | GWh | 0 | 0 | 0 | 0 | 0 | 628.0804 | 1661.5351
Case A Exploratory Policy Scenario | RI | Hydrogen | New Hydrogen | New H2 CC | Generation | GWh | 0 | 0 | 0 | 0 | 0 | 0 | 0
Case A Exploratory Policy Scenario | RI | Hydrogen | New Hydrogen | New H2 CT | Generation | GWh | 0 | 0 | 0 | 0 | 0 | 0 | 0
Case A Exploratory Policy Scenario | VT | Coal | Coal | Coal | Generation | GWh | 0 | 0 | 0 | 0 | 0 | 0 | 0
Case A Exploratory Policy Scenario | VT | Coal with CCS | Coal with CCS | Coal with CCS | Generation | GWh | 0 | 0 | 0 | 0 | 0 | 0 | 0
Case A Exploratory Policy Scenario | VT | Combined Cycle | Combined Cycle | Combined Cycle | Generation | GWh | 0 | 0 | 0 | 0 | 0 | 0 | 0
Case A Exploratory Policy Scenario | VT | Combustion Turbine | Combustion Turbine | Combustion Turbine | Generation | GWh | 1.231 | 0.79376 | 0.79376 | 0.79376 | 0 | 0 | 0
Case A Exploratory Policy Scenario | VT | Oil/Gas | Oil/Gas | Oil/Gas | Generation | GWh | 0 | 0 | 0 | 0 | 0 | 0 | 0
Case A Exploratory Policy Scenario | VT | Other | Other | Other | Generation | GWh | 0 | 0 | 0 | 0 | 0 | 0 | 0
Case A Exploratory Policy Scenario | VT | Nuclear | Nuclear | Nuclear | Generation | GWh | 0 | 0 | 0 | 0 | 0 | 0 | 0
Case A Exploratory Policy Scenario | VT | Hydro | Hydro | Hydro | Generation | GWh | 1267.8718 | 1267.8718 | 1267.8718 | 1267.8718 | 1267.8718 | 1267.8718 | 1267.8718
Case A Exploratory Policy Scenario | VT | Solar PV | Solar PV | Solar PV | Generation | GWh | 282.8155 | 463.9527 | 463.9527 | 463.9527 | 463.9527 | 463.9527 | 463.9527
Case A Exploratory Policy Scenario | VT | Onshore Wind | Onshore Wind | Onshore Wind | Generation | GWh | 462.3066 | 462.3066 | 462.3066 | 462.3066 | 458.8042 | 462.3066 | 462.3066
Case A Exploratory Policy Scenario | VT | Battery Storage | Battery Storage | Battery Storage | Generation | GWh | 0 | 0 | 0 | 0 | 0 | 0 | 0
Case A Exploratory Policy Scenario | VT | Other RE | Other RE | Other RE | Generation | GWh | 178.1227 | 23.5331 | 23.5332 | 23.5331 | 23.4306 | 23.5331 | 23.5331
Case A Exploratory Policy Scenario | VT | Combined Cycle | New Combined Cycle | New Combined Cycle | Generation | GWh | 0 | 0 | 0 | 0 | 0 | 0 | 0
Case A Exploratory Policy Scenario | VT | Combustion Turbine | New Combustion Turbine | New Combustion Turbine | Generation | GWh | 0 | 0 | 0 | 0 | 0 | 0 | 0
Case A Exploratory Policy Scenario | VT | Other | New Other | New Other | Generation | GWh | 0 | 0 | 0 | 0 | 0 | 0 | 0
Case A Exploratory Policy Scenario | VT | Other RE | New Other RE | New Other RE | Generation | GWh | 0 | 0 | 0 | 0 | 0 | 0 | 0
Case A Exploratory Policy Scenario | VT | Solar PV | New Solar PV | New Solar PV | Generation | GWh | 0 | 0 | 0 | 0 | 0 | 0 | 0
Case A Exploratory Policy Scenario | VT | Onshore Wind | New Onshore Wind | New Onshore Wind | Generation | GWh | 0 | 0 | 14060.6724 | 14653.8781 | 24480.9497 | 24480.9497 | 24480.9497
Case A Exploratory Policy Scenario | VT | Offshore Wind | New Offshore Wind | New Offshore Wind | Generation | GWh | 0 | 0 | 0 | 0 | 0 | 0 | 0
Case A Exploratory Policy Scenario | VT | Battery Storage | New Battery Storage | New Battery Storage | Generation | GWh | 0 | 0 | 0 | 0 | 0 | 0 | 0
Case A Exploratory Policy Scenario | VT | Solar PV | New Solar PV | New Paired Solar PV | Generation | GWh | 0 | 0 | 0 | 0 | 2103.9859 | 3554.6558 | 3554.6558
Case A Exploratory Policy Scenario | VT | Battery Storage | New Battery Storage | New Paired Battery Storage | Generation | GWh | 0 | 0 | 0 | 0 | 488.3501 | 686.5791 | 944.5439
Case A Exploratory Policy Scenario | VT | Hydrogen | New Hydrogen | New H2 CC | Generation | GWh | 0 | 0 | 0 | 0 | 0 | 0 | 0
Case A Exploratory Policy Scenario | VT | Hydrogen | New Hydrogen | New H2 CT | Generation | GWh | 0 | 0 | 0 | 0 | 0 | 0 | 0
Case A Exploratory Policy Scenario | NY | Imports | Imports Zone D (HQ) | 122739 | Generation | GWh | 10035.3852 | 10241.0004 | 10221.1127 | 10358.1863 | 10305.7365 | 10253.5307 | 10126.7824
Case A Exploratory Policy Scenario | NY | Imports | Imports Zone J (CHPE) | 122738 | Generation | GWh | 0 | 10301.238 | 10184.5734 | 10402.5 | 10333.1757 | 10370.5358 | 10272.8574
Case A Exploratory Policy Scenario | MA | Imports | Clean Energy Connect Import | 4390 | Generation | GWh | 0 | 10512 | 10512 | 10512 | 10512 | 10512 | 9976.0117
Case A Exploratory Policy Scenario | CT | Imports | Imports |  | Generation | GWh | 0 | 0 | 0 | 0 | 0 | 0 | 0
Case A Exploratory Policy Scenario | DE | Imports | Imports |  | Generation | GWh | 0 | 0 | 0 | 0 | 0 | 0 | 0
Case A Exploratory Policy Scenario | ME | Imports | Imports |  | Generation | GWh | 0 | 0 | 0 | 0 | 0 | 0 | 0
Case A Exploratory Policy Scenario | MD | Imports | Imports |  | Generation | GWh | 0 | 0 | 0 | 0 | 0 | 0 | 0
Case A Exploratory Policy Scenario | NH | Imports | Imports |  | Generation | GWh | 0 | 0 | 0 | 0 | 0 | 0 | 0
Case A Exploratory Policy Scenario | NJ | Imports | Imports |  | Generation | GWh | 0 | 0 | 0 | 0 | 0 | 0 | 0
Case A Exploratory Policy Scenario | RI | Imports | Imports |  | Generation | GWh | 0 | 0 | 0 | 0 | 0 | 0 | 0
Case A Exploratory Policy Scenario | VT | Imports | Imports |  | Generation | GWh | 0 | 0 | 0 | 0 | 0 | 0 | 0
Case A Exploratory Policy Scenario | 10-State Contributions | Imports | Imports Zone D (HQ) | 122739 | Generation | GWh | 10035.3852 | 10241.0004 | 10221.1127 | 10358.1863 | 10305.7365 | 10253.5307 | 10126.7824
Case A Exploratory Policy Scenario | 10-State Contributions | Imports | Imports Zone J (CHPE) | 122738 | Generation | GWh | 0 | 10301.238 | 10184.5734 | 10402.5 | 10333.1757 | 10370.5358 | 10272.8574
Case A Exploratory Policy Scenario | 10-State Contributions | Imports | Clean Energy Connect Import | 4390 | Generation | GWh | 0 | 10512 | 10512 | 10512 | 10512 | 10512 | 9976.0117
Case | State/Region | Technology Aggregate | Technology Type | Technology Sub-Type | Metric | Units | 2025 | 2028 | 2030 | 2032 | 2035 | 2037 | 2040
Case A Exploratory Policy Scenario | 10-State Contributions | Coal | Coal | Coal | Capacity | MW | 2214.353 | -2.2737e-13 | 0 | 0 | 0 | 0 | 0
Case A Exploratory Policy Scenario | 10-State Contributions | Coal with CCS | Coal with CCS | Coal with CCS | Capacity | MW | 0 | 0 | 0 | 0 | 0 | 0 | 0
Case A Exploratory Policy Scenario | 10-State Contributions | Combined Cycle | Combined Cycle | Combined Cycle | Capacity | MW | 35910.5158 | 35800.0873 | 35800.0873 | 35798.0247 | 35795.3198 | 35795.3198 | 35795.3198
Case A Exploratory Policy Scenario | 10-State Contributions | Combustion Turbine | Combustion Turbine | Combustion Turbine | Capacity | MW | 11900.339 | 11106.051 | 11106.051 | 11106.051 | 11106.051 | 11106.051 | 11096.992
Case A Exploratory Policy Scenario | 10-State Contributions | Oil/Gas | Oil/Gas | Oil/Gas | Capacity | MW | 17973.692 | 11406.3979 | 11406.3979 | 11406.3979 | 11406.3979 | 11267.618 | 8334.1778
Case A Exploratory Policy Scenario | 10-State Contributions | Other | Other | Other | Capacity | MW | 155.6 | 155.6 | 155.6 | 155.6 | 155.6 | 155.6 | 155.6
Case A Exploratory Policy Scenario | 10-State Contributions | Nuclear | Nuclear | Nuclear | Capacity | MW | 11925.7 | 11925.7 | 11925.7 | 11925.7 | 10751.7 | 10751.7 | 10751.7
Case A Exploratory Policy Scenario | 10-State Contributions | Hydro | Hydro | Hydro | Capacity | MW | 10287.383 | 10287.383 | 10287.383 | 10287.383 | 10287.383 | 10287.383 | 10287.383
Case A Exploratory Policy Scenario | 10-State Contributions | Solar PV | Solar PV | Solar PV | Capacity | MW | 15065.0535 | 16329.1535 | 16329.1535 | 16329.1535 | 16329.1535 | 16329.1535 | 16329.1535
Case A Exploratory Policy Scenario | 10-State Contributions | Onshore Wind | Onshore Wind | Onshore Wind | Capacity | MW | 5857.021 | 5857.021 | 5857.021 | 5857.021 | 5857.021 | 5857.021 | 5857.021
Case A Exploratory Policy Scenario | 10-State Contributions | Offshore Wind | Offshore Wind | Offshore Wind | Capacity | MW | 136 | 1876 | 1876 | 1876 | 1876 | 1876 | 1876
Case A Exploratory Policy Scenario | 10-State Contributions | Battery Storage | Battery Storage | Battery Storage | Capacity | MW | 1166 | 3154.32 | 3154.32 | 3154.32 | 3154.32 | 3154.32 | 3154.32
Case A Exploratory Policy Scenario | 10-State Contributions | Other RE | Other RE | Other RE | Capacity | MW | 2219.741 | 1215.7735 | 1208.932 | 1200.932 | 1200.932 | 1200.932 | 1200.932
Case A Exploratory Policy Scenario | 10-State Contributions | Combined Cycle | New Combined Cycle | New Combined Cycle | Capacity | MW | 0 | 0 | 0 | 24.1468 | 1058.0194 | 1446.2783 | 2052.4321
Case A Exploratory Policy Scenario | 10-State Contributions | Combustion Turbine | New Combustion Turbine | New Combustion Turbine | Capacity | MW | 0 | 0 | 155.975 | 155.975 | 155.975 | 155.975 | 155.975
Case A Exploratory Policy Scenario | 10-State Contributions | Other | New Other | New Other | Capacity | MW | 0 | 0 | 0 | 0 | 0 | 0 | 0
Case A Exploratory Policy Scenario | 10-State Contributions | Other RE | New Other RE | New Other RE | Capacity | MW | 0 | 0 | 0 | 59 | 59 | 59 | 59
Case A Exploratory Policy Scenario | 10-State Contributions | Solar PV | New Solar PV | New Solar PV | Capacity | MW | 0 | 0 | 0 | 0 | 0 | 9893.2966 | 24151.0327
Case A Exploratory Policy Scenario | 10-State Contributions | Onshore Wind | New Onshore Wind | New Onshore Wind | Capacity | MW | 0 | 640.9198 | 9472.5874 | 9599.5874 | 12194.5874 | 12593.8688 | 21241.8906
Case A Exploratory Policy Scenario | 10-State Contributions | Offshore Wind | New Offshore Wind | New Offshore Wind | Capacity | MW | 1545 | 2601.8 | 3749.8 | 7491.8 | 7491.8 | 7491.8 | 7491.8
Case A Exploratory Policy Scenario | 10-State Contributions | Battery Storage | New Battery Storage | New Battery Storage | Capacity | MW | 2633.475 | 8512.8727 | 9102.9433 | 11383.0321 | 12120.118 | 12120.118 | 12120.118
Case A Exploratory Policy Scenario | 10-State Contributions | Solar PV | New Solar PV | New Paired Solar PV | Capacity | MW | 0 | 0 | 0 | 0 | 4498.5485 | 6798.341 | 22628.7247
Case A Exploratory Policy Scenario | 10-State Contributions | Battery Storage | New Battery Storage | New Paired Battery Storage | Capacity | MW | 0 | 0 | 0 | 0 | 2699.1291 | 4079.0046 | 13885.1092
Case A Exploratory Policy Scenario | 10-State Contributions | Hydrogen | New Hydrogen | New H2 CC | Capacity | MW | 0 | 0 | 0 | 0 | 0 | 0 | 0
Case A Exploratory Policy Scenario | 10-State Contributions | Hydrogen | New Hydrogen | New H2 CT | Capacity | MW | 0 | 0 | 0 | 0 | 0 | 0 | 0
Case A Exploratory Policy Scenario | 10-State Contributions | Retire Coal | Retire Coal | Retire Coal | Capacity | MW | 0 | 1794.353 | 518.856 | 518.856 | 518.856 | 518.856 | 518.856
Case A Exploratory Policy Scenario | 10-State Contributions | Retire Combined Cycle | Retire Combined Cycle | Retire Combined Cycle | Capacity | MW | 0 | 35.5254 | 35.5254 | 35.5254 | 35.5254 | 35.5254 | 35.5254
Case A Exploratory Policy Scenario | 10-State Contributions | Retire Combustion Turbine | Retire Combustion Turbine | Retire Combustion Turbine | Capacity | MW | 0 | 0 | 0 | 0 | 0 | 0 | 9.059
Case A Exploratory Policy Scenario | 10-State Contributions | Retire Oil/Gas | Retire Oil/Gas | Retire Oil/Gas | Capacity | MW | 0 | 5774.2941 | 5774.2941 | 5774.2941 | 5774.2941 | 5913.074 | 8846.5142
Case A Exploratory Policy Scenario | 10-State Contributions | Retire Other | Retire Other | Retire Other | Capacity | MW | 0 | 1003.9675 | 1010.809 | 1018.809 | 1018.809 | 1018.809 | 1018.809
Case A Exploratory Policy Scenario | 10-State Contributions | Retire Nuclear | Retire Nuclear | Retire Nuclear | Capacity | MW | 0 | 0 | 0 | 0 | 1174 | 1174 | 1174
Case A Exploratory Policy Scenario | 10-State Contributions | Coal | Coal | Coal | Generation | GWh | 839.3645 | 0 | 0 | 0 | 0 | 0 | 0
Case A Exploratory Policy Scenario | 10-State Contributions | Coal with CCS | Coal with CCS | Coal with CCS | Generation | GWh | 0 | 0 | 0 | 0 | 0 | 0 | 0
Case A Exploratory Policy Scenario | 10-State Contributions | Combined Cycle | Combined Cycle | Combined Cycle | Generation | GWh | 105693.4592 | 82003.463 | 62772.2654 | 68556.1206 | 69772.9964 | 59734.4867 | 39455.1926
Case A Exploratory Policy Scenario | 10-State Contributions | Combustion Turbine | Combustion Turbine | Combustion Turbine | Generation | GWh | 2339.6939 | 777.6646 | 1069.9392 | 1232.0818 | 1109.767 | 1146.8877 | 1366.2374
Case A Exploratory Policy Scenario | 10-State Contributions | Oil/Gas | Oil/Gas | Oil/Gas | Generation | GWh | 8098.4672 | 1910.7417 | 2331.6901 | 2899.1611 | 2117.2151 | 2858.4765 | 3423.0436
Case A Exploratory Policy Scenario | 10-State Contributions | Other | Other | Other | Generation | GWh | 931.116 | 1363.056 | 1363.056 | 1363.056 | 1363.056 | 1363.056 | 1358.256
Case A Exploratory Policy Scenario | 10-State Contributions | Nuclear | Nuclear | Nuclear | Generation | GWh | 94606.5993 | 94713.0663 | 94609.0373 | 95177.9651 | 84826.355 | 84818.4817 | 84933.2946
Case A Exploratory Policy Scenario | 10-State Contributions | Hydro | Hydro | Hydro | Generation | GWh | 35987.6039 | 36064.7467 | 36396.9276 | 35987.4003 | 35558.0565 | 36289.6006 | 36161.3495
Case A Exploratory Policy Scenario | 10-State Contributions | Solar PV | Solar PV | Solar PV | Generation | GWh | 25722.2639 | 29008.9 | 28192.6233 | 29896.0048 | 29525.1122 | 28927.0669 | 27453.0774
Case A Exploratory Policy Scenario | 10-State Contributions | Onshore Wind | Onshore Wind | Onshore Wind | Generation | GWh | 16490.9644 | 18300.2307 | 18186.5148 | 18974.1184 | 18469.5946 | 18468.0837 | 17674.1353
Case A Exploratory Policy Scenario | 10-State Contributions | Offshore Wind | Offshore Wind | Offshore Wind | Generation | GWh | 575.5479 | 7589.383 | 7364.7447 | 7239.5085 | 7750.0065 | 7710.5772 | 7518.8679
Case A Exploratory Policy Scenario | 10-State Contributions | Battery Storage | Battery Storage | Battery Storage | Generation | GWh | 359.0106 | 1724.7815 | 2050.4621 | 1398.7702 | 965.3054 | 1355.1541 | 2073.7988
Case A Exploratory Policy Scenario | 10-State Contributions | Other RE | Other RE | Other RE | Generation | GWh | 10656.0638 | 9124.3513 | 8794.8847 | 8839.2877 | 8946.494 | 8795.1094 | 8576.7731
Case A Exploratory Policy Scenario | 10-State Contributions | Combined Cycle | New Combined Cycle | New Combined Cycle | Generation | GWh | 0 | 0 | 0 | 84.6105 | 3707.2999 | 5067.7591 | 7191.722
Case A Exploratory Policy Scenario | 10-State Contributions | Combustion Turbine | New Combustion Turbine | New Combustion Turbine | Generation | GWh | 0 | 0 | 7.1929 | 16.7522 | 3.7684 | 3.7684 | 69.7608
Case A Exploratory Policy Scenario | 10-State Contributions | Other | New Other | New Other | Generation | GWh | 0 | 0 | 0 | 0 | 0 | 0 | 0
Case A Exploratory Policy Scenario | 10-State Contributions | Other RE | New Other RE | New Other RE | Generation | GWh | 0 | 0 | 0 | 342.7584 | 342.7584 | 342.7584 | 342.7584
Case A Exploratory Policy Scenario | 10-State Contributions | Solar PV | New Solar PV | New Solar PV | Generation | GWh | 0 | 0 | 0 | 0 | 0 | 20819.6222 | 51183.1747
Case A Exploratory Policy Scenario | 10-State Contributions | Onshore Wind | New Onshore Wind | New Onshore Wind | Generation | GWh | 0 | 3032.3967 | 39423.919 | 40348.2531 | 50129.4813 | 51859.7548 | 84531.2312
Case A Exploratory Policy Scenario | 10-State Contributions | Offshore Wind | New Offshore Wind | New Offshore Wind | Generation | GWh | 4432.3851 | 10441.0877 | 15167.6333 | 30574.1957 | 30570.5013 | 30573.0965 | 30562.8486
Case A Exploratory Policy Scenario | 10-State Contributions | Battery Storage | New Battery Storage | New Battery Storage | Generation | GWh | 3348.3788 | 7055.9858 | 7416.8923 | 5979.1658 | 5561.7948 | 7310.0544 | 8792.036
Case A Exploratory Policy Scenario | 10-State Contributions | Solar PV | New Solar PV | New Paired Solar PV | Generation | GWh | 0 | 0 | 0 | 0 | 9433.9072 | 14188.0447 | 46402.3008
Case A Exploratory Policy Scenario | 10-State Contributions | Battery Storage | New Battery Storage | New Paired Battery Storage | Generation | GWh | 0 | 0 | 0 | 0 | 2525.29 | 4823.1885 | 19669.6385
Case A Exploratory Policy Scenario | 10-State Contributions | Hydrogen | New Hydrogen | New H2 CC | Generation | GWh | 0 | 0 | 0 | 0 | 0 | 0 | 0
Case A Exploratory Policy Scenario | 10-State Contributions | Hydrogen | New Hydrogen | New H2 CT | Generation | GWh | 0 | 0 | 0 | 0 | 0 | 0 | 0
Case | State/Region | Technology Aggregate | Technology Type | Technology Sub-Type | Metric | Units | 2025 | 2028 | 2030 | 2032 | 2035 | 2037 | 2040
Case A Exploratory Policy Scenario | ISONE | Coal | Coal | Coal | Capacity | MW | 518.856 | 0 | 0 | 0 | 0 | 0 | 0
Case A Exploratory Policy Scenario | ISONE | Coal with CCS | Coal with CCS | Coal with CCS | Capacity | MW | 0 | 0 | 0 | 0 | 0 | 0 | 0
Case A Exploratory Policy Scenario | ISONE | Combined Cycle | Combined Cycle | Combined Cycle | Capacity | MW | 13800.0538 | 13725.1508 | 13725.1508 | 13725.1508 | 13725.1508 | 13725.1508 | 13725.1508
Case A Exploratory Policy Scenario | ISONE | Combustion Turbine | Combustion Turbine | Combustion Turbine | Capacity | MW | 3396.117 | 3240.429 | 3240.429 | 3240.429 | 3240.429 | 3240.429 | 3234.829
Case A Exploratory Policy Scenario | ISONE | Oil/Gas | Oil/Gas | Oil/Gas | Capacity | MW | 4047.892 | 1376.2893 | 1376.2893 | 1376.2893 | 1376.2893 | 1376.2893 | 1376.2893
Case A Exploratory Policy Scenario | ISONE | Other | Other | Other | Capacity | MW | 5.6 | 5.6 | 5.6 | 5.6 | 5.6 | 5.6 | 5.6
Case A Exploratory Policy Scenario | ISONE | Nuclear | Nuclear | Nuclear | Capacity | MW | 3348 | 3348 | 3348 | 3348 | 3348 | 3348 | 3348
Case A Exploratory Policy Scenario | ISONE | Hydro | Hydro | Hydro | Capacity | MW | 3611.358 | 3611.358 | 3611.358 | 3611.358 | 3611.358 | 3611.358 | 3611.358
Case A Exploratory Policy Scenario | ISONE | Solar PV | Solar PV | Solar PV | Capacity | MW | 2843.0675 | 2933.0675 | 2933.0675 | 2933.0675 | 2933.0675 | 2933.0675 | 2933.0675
Case A Exploratory Policy Scenario | ISONE | Onshore Wind | Onshore Wind | Onshore Wind | Capacity | MW | 1781.549 | 1781.549 | 1781.549 | 1781.549 | 1781.549 | 1781.549 | 1781.549
Case A Exploratory Policy Scenario | ISONE | Battery Storage | Battery Storage | Battery Storage | Capacity | MW | 599.2 | 1460.52 | 1460.52 | 1460.52 | 1460.52 | 1460.52 | 1460.52
Case A Exploratory Policy Scenario | ISONE | Other RE | Other RE | Other RE | Capacity | MW | 1286.345 | 595.8595 | 589.018 | 589.018 | 589.018 | 589.018 | 589.018
Case A Exploratory Policy Scenario | ISONE | Combined Cycle | New Combined Cycle | New Combined Cycle | Capacity | MW | 0 | 0 | 0 | 0 | 661.7248 | 661.7248 | 661.7248
Case A Exploratory Policy Scenario | ISONE | Combustion Turbine | New Combustion Turbine | New Combustion Turbine | Capacity | MW | 0 | 0 | 0 | 0 | 0 | 0 | 0
Case A Exploratory Policy Scenario | ISONE | Other | New Other | New Other | Capacity | MW | 0 | 0 | 0 | 0 | 0 | 0 | 0
Case A Exploratory Policy Scenario | ISONE | Other RE | New Other RE | New Other RE | Capacity | MW | 0 | 0 | 0 | 59 | 59 | 59 | 59
Case A Exploratory Policy Scenario | ISONE | Solar PV | New Solar PV | New Solar PV | Capacity | MW | 0 | 0 | 0 | 0 | 0 | 6115.3379 | 14447.3514
Case A Exploratory Policy Scenario | ISONE | Onshore Wind | New Onshore Wind | New Onshore Wind | Capacity | MW | 0 | 640.9198 | 5414 | 5541 | 8136 | 8535.2814 | 9683.3032
Case A Exploratory Policy Scenario | ISONE | Offshore Wind | New Offshore Wind | New Offshore Wind | Capacity | MW | 1545 | 1545 | 1545 | 1545 | 1545 | 1545 | 1545
Case A Exploratory Policy Scenario | ISONE | Battery Storage | New Battery Storage | New Battery Storage | Capacity | MW | 594 | 594 | 594 | 594 | 594 | 594 | 594
Case A Exploratory Policy Scenario | ISONE | Solar PV | New Solar PV | New Paired Solar PV | Capacity | MW | 0 | 0 | 0 | 0 | 1937.7561 | 3607.1226 | 7490.6979
Case A Exploratory Policy Scenario | ISONE | Battery Storage | New Battery Storage | New Paired Battery Storage | Capacity | MW | 0 | 0 | 0 | 0 | 1162.6537 | 2164.2736 | 4494.4187
Case A Exploratory Policy Scenario | ISONE | Hydrogen | New Hydrogen | New H2 CC | Capacity | MW | 0 | 0 | 0 | 0 | 0 | 0 | 0
Case A Exploratory Policy Scenario | ISONE | Hydrogen | New Hydrogen | New H2 CT | Capacity | MW | 0 | 0 | 0 | 0 | 0 | 0 | 0
Case A Exploratory Policy Scenario | ISONE | Retire Coal | Retire Coal | Retire Coal | Capacity | MW | 0 | 518.856 | 518.856 | 518.856 | 518.856 | 518.856 | 518.856
Case A Exploratory Policy Scenario | ISONE | Retire Combined Cycle | Retire Combined Cycle | Retire Combined Cycle | Capacity | MW | 0 | 0 | 0 | 0 | 0 | 0 | 0
Case A Exploratory Policy Scenario | ISONE | Retire Combustion Turbine | Retire Combustion Turbine | Retire Combustion Turbine | Capacity | MW | 0 | 0 | 0 | 0 | 0 | 0 | 5.6
Case A Exploratory Policy Scenario | ISONE | Retire Oil/Gas | Retire Oil/Gas | Retire Oil/Gas | Capacity | MW | 0 | 2554.6027 | 2554.6027 | 2554.6027 | 2554.6027 | 2554.6027 | 2554.6027
Case A Exploratory Policy Scenario | ISONE | Retire Other | Retire Other | Retire Other | Capacity | MW | 0 | 690.4855 | 697.327 | 697.327 | 697.327 | 697.327 | 697.327
Case A Exploratory Policy Scenario | ISONE | Retire Nuclear | Retire Nuclear | Retire Nuclear | Capacity | MW | 0 | 0 | 0 | 0 | 0 | 0 | 0
Case A Exploratory Policy Scenario | ISONE | Coal | Coal | Coal | Generation | GWh | 560.3645 | 0 | 0 | 0 | 0 | 0 | 0
Case A Exploratory Policy Scenario | ISONE | Coal with CCS | Coal with CCS | Coal with CCS | Generation | GWh | 0 | 0 | 0 | 0 | 0 | 0 | 0
Case A Exploratory Policy Scenario | ISONE | Combined Cycle | Combined Cycle | Combined Cycle | Generation | GWh | 38212.6692 | 38322.5635 | 26231.685 | 31264.498 | 25181.6486 | 18092.3865 | 8376.7877
Case A Exploratory Policy Scenario | ISONE | Combustion Turbine | Combustion Turbine | Combustion Turbine | Generation | GWh | 54.7723 | 362.9907 | 361.2139 | 408.2368 | 359.9199 | 368.4265 | 230.3359
Case A Exploratory Policy Scenario | ISONE | Oil/Gas | Oil/Gas | Oil/Gas | Generation | GWh | 13.7068 | 152.3941 | 161.4809 | 159.0615 | 150.6758 | 152.2995 | 97.5581
Case A Exploratory Policy Scenario | ISONE | Other | Other | Other | Generation | GWh | 49.056 | 49.056 | 49.056 | 49.056 | 49.056 | 49.056 | 49.056
Case A Exploratory Policy Scenario | ISONE | Nuclear | Nuclear | Nuclear | Generation | GWh | 26724.9435 | 26724.9435 | 26724.9435 | 26724.9435 | 26724.9435 | 26724.9435 | 26724.9435
Case A Exploratory Policy Scenario | ISONE | Hydro | Hydro | Hydro | Generation | GWh | 7010.2803 | 7001.2164 | 7238.1924 | 7149.4128 | 7037.7647 | 7372.849 | 6940.2434
Case A Exploratory Policy Scenario | ISONE | Solar PV | Solar PV | Solar PV | Generation | GWh | 5936.0077 | 6226.794 | 6226.794 | 6226.794 | 6224.4329 | 6224.7136 | 6069.881
Case A Exploratory Policy Scenario | ISONE | Onshore Wind | Onshore Wind | Onshore Wind | Generation | GWh | 5347.9951 | 5527.8366 | 5527.8366 | 5527.8366 | 5355.1642 | 5384.075 | 4816.3037
Case A Exploratory Policy Scenario | ISONE | Battery Storage | Battery Storage | Battery Storage | Generation | GWh | 5.1947 | 92.1865 | 312.2745 | 313.7293 | 258.5772 | 435.7212 | 817.5122
Case A Exploratory Policy Scenario | ISONE | Other RE | Other RE | Other RE | Generation | GWh | 5954.1591 | 4610.7497 | 4438.0498 | 4446.8313 | 4390.5068 | 4363.182 | 4397.2155
Case A Exploratory Policy Scenario | ISONE | Combined Cycle | New Combined Cycle | New Combined Cycle | Generation | GWh | 0 | 0 | 0 | 0 | 2318.6838 | 2318.6838 | 2318.6838
Case A Exploratory Policy Scenario | ISONE | Combustion Turbine | New Combustion Turbine | New Combustion Turbine | Generation | GWh | 0 | 0 | 0 | 0 | 0 | 0 | 0
Case A Exploratory Policy Scenario | ISONE | Other | New Other | New Other | Generation | GWh | 0 | 0 | 0 | 0 | 0 | 0 | 0
Case A Exploratory Policy Scenario | ISONE | Other RE | New Other RE | New Other RE | Generation | GWh | 0 | 0 | 0 | 342.7584 | 342.7584 | 342.7584 | 342.7584
Case A Exploratory Policy Scenario | ISONE | Solar PV | New Solar PV | New Solar PV | Generation | GWh | 0 | 0 | 0 | 0 | 0 | 12815.0886 | 30480.0273
Case A Exploratory Policy Scenario | ISONE | Onshore Wind | New Onshore Wind | New Onshore Wind | Generation | GWh | 0 | 3032.3967 | 24239.703 | 24832.9086 | 34659.9802 | 36432.0341 | 41601.2551
Case A Exploratory Policy Scenario | ISONE | Offshore Wind | New Offshore Wind | New Offshore Wind | Generation | GWh | 4432.3851 | 6361.9718 | 6361.9718 | 6361.9718 | 6358.2774 | 6360.8726 | 6350.6247
Case A Exploratory Policy Scenario | ISONE | Battery Storage | New Battery Storage | New Battery Storage | Generation | GWh | 677.0206 | 526.3853 | 515.7647 | 482.1458 | 434.2898 | 840.2786 | 867.24
Case A Exploratory Policy Scenario | ISONE | Solar PV | New Solar PV | New Paired Solar PV | Generation | GWh | 0 | 0 | 0 | 0 | 3933.9907 | 7342.6031 | 15327.5824
Case A Exploratory Policy Scenario | ISONE | Battery Storage | New Battery Storage | New Paired Battery Storage | Generation | GWh | 0 | 0 | 0 | 0 | 1028.106 | 2265.4374 | 5959.2304
Case A Exploratory Policy Scenario | ISONE | Hydrogen | New Hydrogen | New H2 CC | Generation | GWh | 0 | 0 | 0 | 0 | 0 | 0 | 0
Case A Exploratory Policy Scenario | ISONE | Hydrogen | New Hydrogen | New H2 CT | Generation | GWh | 0 | 0 | 0 | 0 | 0 | 0 | 0
Case | State/Region | Technology Aggregate | Technology Type | Technology Sub-Type | Metric | Units | 2025 | 2028 | 2030 | 2032 | 2035 | 2037 | 2040
Case A Exploratory Policy Scenario | RGGI PJM | Coal | Coal | Coal | Capacity | MW | 1695.497 | -2.2737e-13 | 0 | 0 | 0 | 0 | 0
Case A Exploratory Policy Scenario | RGGI PJM | Coal with CCS | Coal with CCS | Coal with CCS | Capacity | MW | 0 | 0 | 0 | 0 | 0 | 0 | 0
Case A Exploratory Policy Scenario | RGGI PJM | Combined Cycle | Combined Cycle | Combined Cycle | Capacity | MW | 10928.399 | 10928.399 | 10928.399 | 10926.9096 | 10926.9096 | 10926.9096 | 10926.9096
Case A Exploratory Policy Scenario | RGGI PJM | Combustion Turbine | Combustion Turbine | Combustion Turbine | Capacity | MW | 4430.88 | 4400.98 | 4400.98 | 4400.98 | 4400.98 | 4400.98 | 4400.98
Case A Exploratory Policy Scenario | RGGI PJM | Oil/Gas | Oil/Gas | Oil/Gas | Capacity | MW | 3064.6 | 2388.6 | 2388.6 | 2388.6 | 2388.6 | 2388.6 | 2388.6
Case A Exploratory Policy Scenario | RGGI PJM | Other | Other | Other | Capacity | MW | 0 | 0 | 0 | 0 | 0 | 0 | 0
Case A Exploratory Policy Scenario | RGGI PJM | Nuclear | Nuclear | Nuclear | Capacity | MW | 5244.1 | 5244.1 | 5244.1 | 5244.1 | 4070.1 | 4070.1 | 4070.1
Case A Exploratory Policy Scenario | RGGI PJM | Hydro | Hydro | Hydro | Capacity | MW | 971.28 | 971.28 | 971.28 | 971.28 | 971.28 | 971.28 | 971.28
Case A Exploratory Policy Scenario | RGGI PJM | Solar PV | Solar PV | Solar PV | Capacity | MW | 3131.83 | 3557.93 | 3557.93 | 3557.93 | 3557.93 | 3557.93 | 3557.93
Case A Exploratory Policy Scenario | RGGI PJM | Onshore Wind | Onshore Wind | Onshore Wind | Capacity | MW | 271 | 271 | 271 | 271 | 271 | 271 | 271
Case A Exploratory Policy Scenario | RGGI PJM | Battery Storage | Battery Storage | Battery Storage | Capacity | MW | 151.8 | 201.8 | 201.8 | 201.8 | 201.8 | 201.8 | 201.8
Case A Exploratory Policy Scenario | RGGI PJM | Other RE | Other RE | Other RE | Capacity | MW | 417.231 | 327.275 | 327.275 | 319.275 | 319.275 | 319.275 | 319.275
Case A Exploratory Policy Scenario | RGGI PJM | Combined Cycle | New Combined Cycle | New Combined Cycle | Capacity | MW | 0 | 0 | 0 | 0 | 0 | 0 | 0
Case A Exploratory Policy Scenario | RGGI PJM | Combustion Turbine | New Combustion Turbine | New Combustion Turbine | Capacity | MW | 0 | 0 | 155.975 | 155.975 | 155.975 | 155.975 | 155.975
Case A Exploratory Policy Scenario | RGGI PJM | Other | New Other | New Other | Capacity | MW | 0 | 0 | 0 | 0 | 0 | 0 | 0
Case A Exploratory Policy Scenario | RGGI PJM | Other RE | New Other RE | New Other RE | Capacity | MW | 0 | 0 | 0 | 0 | 0 | 0 | 0
Case A Exploratory Policy Scenario | RGGI PJM | Solar PV | New Solar PV | New Solar PV | Capacity | MW | 0 | 0 | 0 | 0 | 0 | 3777.9587 | 9703.6813
Case A Exploratory Policy Scenario | RGGI PJM | Onshore Wind | New Onshore Wind | New Onshore Wind | Capacity | MW | 0 | 0 | 678 | 678 | 678 | 678 | 678
Case A Exploratory Policy Scenario | RGGI PJM | Offshore Wind | New Offshore Wind | New Offshore Wind | Capacity | MW | 0 | 1056.8 | 2204.8 | 5946.8 | 5946.8 | 5946.8 | 5946.8
Case A Exploratory Policy Scenario | RGGI PJM | Battery Storage | New Battery Storage | New Battery Storage | Capacity | MW | 2039.475 | 2039.475 | 2039.475 | 2039.475 | 2039.475 | 2039.475 | 2039.475
Case A Exploratory Policy Scenario | RGGI PJM | Solar PV | New Solar PV | New Paired Solar PV | Capacity | MW | 0 | 0 | 0 | 0 | 2560.7923 | 2782.8337 | 11392.2457
Case A Exploratory Policy Scenario | RGGI PJM | Battery Storage | New Battery Storage | New Paired Battery Storage | Capacity | MW | 0 | 0 | 0 | 0 | 1536.4754 | 1669.7002 | 7143.2218
Case A Exploratory Policy Scenario | RGGI PJM | Hydrogen | New Hydrogen | New H2 CC | Capacity | MW | 0 | 0 | 0 | 0 | 0 | 0 | 0
Case A Exploratory Policy Scenario | RGGI PJM | Hydrogen | New Hydrogen | New H2 CT | Capacity | MW | 0 | 0 | 0 | 0 | 0 | 0 | 0
Case A Exploratory Policy Scenario | RGGI PJM | Retire Coal | Retire Coal | Retire Coal | Capacity | MW | 0 | 1275.497 | 0 | 0 | 0 | 0 | 0
Case A Exploratory Policy Scenario | RGGI PJM | Retire Combined Cycle | Retire Combined Cycle | Retire Combined Cycle | Capacity | MW | 0 | 0 | 0 | 0 | 0 | 0 | 0
Case A Exploratory Policy Scenario | RGGI PJM | Retire Combustion Turbine | Retire Combustion Turbine | Retire Combustion Turbine | Capacity | MW | 0 | 0 | 0 | 0 | 0 | 0 | 0
Case A Exploratory Policy Scenario | RGGI PJM | Retire Oil/Gas | Retire Oil/Gas | Retire Oil/Gas | Capacity | MW | 0 | 0 | 0 | 0 | 0 | 0 | 0
Case A Exploratory Policy Scenario | RGGI PJM | Retire Other | Retire Other | Retire Other | Capacity | MW | 0 | 89.956 | 89.956 | 97.956 | 97.956 | 97.956 | 97.956
Case A Exploratory Policy Scenario | RGGI PJM | Retire Nuclear | Retire Nuclear | Retire Nuclear | Capacity | MW | 0 | 0 | 0 | 0 | 1174 | 1174 | 1174
Case A Exploratory Policy Scenario | RGGI PJM | Coal | Coal | Coal | Generation | GWh | 279 | 0 | 0 | 0 | 0 | 0 | 0
Case A Exploratory Policy Scenario | RGGI PJM | Coal with CCS | Coal with CCS | Coal with CCS | Generation | GWh | 0 | 0 | 0 | 0 | 0 | 0 | 0
Case A Exploratory Policy Scenario | RGGI PJM | Combined Cycle | Combined Cycle | Combined Cycle | Generation | GWh | 25441.9433 | 9595.8747 | 7908.6133 | 8575.312 | 11589.1298 | 9841.8783 | 3948.5385
Case A Exploratory Policy Scenario | RGGI PJM | Combustion Turbine | Combustion Turbine | Combustion Turbine | Generation | GWh | 151.645 | 58.0539 | 67.7266 | 57.5806 | 43.2226 | 47.3622 | 199.4352
Case A Exploratory Policy Scenario | RGGI PJM | Oil/Gas | Oil/Gas | Oil/Gas | Generation | GWh | 66 | 81.007 | 76.1218 | 76.4986 | 77.7281 | 69.225 | 22.08
Case A Exploratory Policy Scenario | RGGI PJM | Other | Other | Other | Generation | GWh | 0 | 0 | 0 | 0 | 0 | 0 | 0
Case A Exploratory Policy Scenario | RGGI PJM | Nuclear | Nuclear | Nuclear | Generation | GWh | 42194.0549 | 42194.0549 | 42194.0549 | 42194.0549 | 32270.0676 | 32270.0676 | 32270.0676
Case A Exploratory Policy Scenario | RGGI PJM | Hydro | Hydro | Hydro | Generation | GWh | 1934.2897 | 2030.0024 | 1997.1654 | 1945.7532 | 1878.9702 | 1976.1735 | 2113.7216
Case A Exploratory Policy Scenario | RGGI PJM | Solar PV | Solar PV | Solar PV | Generation | GWh | 5745.2976 | 7395.561 | 7443.9853 | 7443.9853 | 7443.9853 | 7443.9853 | 7443.9853
Case A Exploratory Policy Scenario | RGGI PJM | Onshore Wind | Onshore Wind | Onshore Wind | Generation | GWh | 737.0804 | 785.4449 | 785.4449 | 785.4449 | 785.4449 | 785.4449 | 785.4449
Case A Exploratory Policy Scenario | RGGI PJM | Battery Storage | Battery Storage | Battery Storage | Generation | GWh | 45.1052 | 126.5729 | 172.463 | 61.8378 | 58.4221 | 62.2819 | 174.8047
Case A Exploratory Policy Scenario | RGGI PJM | Other RE | Other RE | Other RE | Generation | GWh | 2451.9709 | 2353.4269 | 2350.6989 | 2318.6784 | 2319.1779 | 2319.1779 | 2332.5546
Case A Exploratory Policy Scenario | RGGI PJM | Combined Cycle | New Combined Cycle | New Combined Cycle | Generation | GWh | 0 | 0 | 0 | 0 | 0 | 0 | 0
Case A Exploratory Policy Scenario | RGGI PJM | Combustion Turbine | New Combustion Turbine | New Combustion Turbine | Generation | GWh | 0 | 0 | 7.1929 | 16.7522 | 3.7684 | 3.7684 | 69.7608
Case A Exploratory Policy Scenario | RGGI PJM | Other | New Other | New Other | Generation | GWh | 0 | 0 | 0 | 0 | 0 | 0 | 0
Case A Exploratory Policy Scenario | RGGI PJM | Other RE | New Other RE | New Other RE | Generation | GWh | 0 | 0 | 0 | 0 | 0 | 0 | 0
Case A Exploratory Policy Scenario | RGGI PJM | Solar PV | New Solar PV | New Solar PV | Generation | GWh | 0 | 0 | 0 | 0 | 0 | 8004.5336 | 20703.1474
Case A Exploratory Policy Scenario | RGGI PJM | Onshore Wind | New Onshore Wind | New Onshore Wind | Generation | GWh | 0 | 0 | 2882.4308 | 2882.4308 | 2882.4308 | 2882.4308 | 2882.4308
Case A Exploratory Policy Scenario | RGGI PJM | Offshore Wind | New Offshore Wind | New Offshore Wind | Generation | GWh | 0 | 4079.1159 | 8805.6615 | 24212.2239 | 24212.2239 | 24212.2239 | 24212.2239
Case A Exploratory Policy Scenario | RGGI PJM | Battery Storage | New Battery Storage | New Battery Storage | Generation | GWh | 2671.3582 | 2771.7102 | 2799.9743 | 2808.2417 | 1921.9928 | 2510.0873 | 2839.2975
Case A Exploratory Policy Scenario | RGGI PJM | Solar PV | New Solar PV | New Paired Solar PV | Generation | GWh | 0 | 0 | 0 | 0 | 5499.9166 | 5976.8036 | 24263.4695
Case A Exploratory Policy Scenario | RGGI PJM | Battery Storage | New Battery Storage | New Paired Battery Storage | Generation | GWh | 0 | 0 | 0 | 0 | 1497.1839 | 2233.3302 | 10429.1039
Case A Exploratory Policy Scenario | RGGI PJM | Hydrogen | New Hydrogen | New H2 CC | Generation | GWh | 0 | 0 | 0 | 0 | 0 | 0 | 0
Case A Exploratory Policy Scenario | RGGI PJM | Hydrogen | New Hydrogen | New H2 CT | Generation | GWh | 0 | 0 | 0 | 0 | 0 | 0 | 0
Case | State/Region | Technology Aggregate | Technology Type | Technology Sub-Type | Metric | Units | 2025 | 2028 | 2030 | 2032 | 2035 | 2037 | 2040
Case A Exploratory Policy Scenario | Non-RGGI Eastern Interconnection | Coal | Coal | Coal | Capacity | MW | 120422.9412 | 76451.9765 | 44550.4973 | 1671.7757 | 1446.9447 | 1416.5447 | 1217.0799
Case A Exploratory Policy Scenario | Non-RGGI Eastern Interconnection | Coal with CCS | Coal with CCS | Coal with CCS | Capacity | MW | 0 | 0 | 0 | 6853.5439 | 6853.5439 | 6853.5439 | 6853.5439
Case A Exploratory Policy Scenario | Non-RGGI Eastern Interconnection | Combined Cycle | Combined Cycle | Combined Cycle | Capacity | MW | 175351.3028 | 178652.3028 | 178652.3028 | 178201.2591 | 178201.2591 | 177806.8866 | 166340.9156
Case A Exploratory Policy Scenario | Non-RGGI Eastern Interconnection | Combustion Turbine | Combustion Turbine | Combustion Turbine | Capacity | MW | 108679.061 | 107070.561 | 106611.2929 | 105675.3253 | 105675.3253 | 104232.5827 | 90416.3313
Case A Exploratory Policy Scenario | Non-RGGI Eastern Interconnection | Oil/Gas | Oil/Gas | Oil/Gas | Capacity | MW | 61651.9222 | 59972.2398 | 69797.8236 | 69627.8236 | 67932.777 | 59350.2367 | 32340.6933
Case A Exploratory Policy Scenario | Non-RGGI Eastern Interconnection | Other | Other | Other | Capacity | MW | 237.6 | 237.6 | 237.6 | 237.6 | 237.6 | 237.6 | 237.6
Case A Exploratory Policy Scenario | Non-RGGI Eastern Interconnection | Nuclear | Nuclear | Nuclear | Capacity | MW | 82051 | 83017 | 83010 | 83538 | 76640.3279 | 67040.8636 | 43061.0627
Case A Exploratory Policy Scenario | Non-RGGI Eastern Interconnection | Hydro | Hydro | Hydro | Capacity | MW | 60401.618 | 60402.613 | 60402.613 | 60401.213 | 60401.213 | 60401.213 | 60401.213
Case A Exploratory Policy Scenario | Non-RGGI Eastern Interconnection | Solar PV | Solar PV | Solar PV | Capacity | MW | 52169.698 | 54924.698 | 54924.698 | 54924.698 | 54924.698 | 54924.698 | 54924.698
Case A Exploratory Policy Scenario | Non-RGGI Eastern Interconnection | Onshore Wind | Onshore Wind | Onshore Wind | Capacity | MW | 87104.957 | 88114.957 | 88114.957 | 88114.957 | 88114.957 | 88114.957 | 88114.957
Case A Exploratory Policy Scenario | Non-RGGI Eastern Interconnection | Battery Storage | Battery Storage | Battery Storage | Capacity | MW | 1222.4 | 1632.4 | 1632.4 | 1632.4 | 1632.4 | 1632.4 | 1632.4
Case A Exploratory Policy Scenario | Non-RGGI Eastern Interconnection | Other RE | Other RE | Other RE | Capacity | MW | 6433.43 | 3819.96 | 3814.96 | 3441.986 | 3441.986 | 3441.986 | 3422.926
Case A Exploratory Policy Scenario | Non-RGGI Eastern Interconnection | Combined Cycle | New Combined Cycle | New Combined Cycle | Capacity | MW | 0 | 26389.413 | 28821.7129 | 55918.2654 | 61071.1954 | 61111.5942 | 61111.5942
Case A Exploratory Policy Scenario | Non-RGGI Eastern Interconnection | Combustion Turbine | New Combustion Turbine | New Combustion Turbine | Capacity | MW | 0 | 542.082 | 542.082 | 12498.7717 | 12498.7717 | 12498.7717 | 12540.5277
Case A Exploratory Policy Scenario | Non-RGGI Eastern Interconnection | Other | New Other | New Other | Capacity | MW | 0 | 0 | 0 | 0 | 0 | 0 | 0
Case A Exploratory Policy Scenario | Non-RGGI Eastern Interconnection | Other RE | New Other RE | New Other RE | Capacity | MW | 0 | 0 | 0 | 6286 | 6286 | 6286 | 6286
Case A Exploratory Policy Scenario | Non-RGGI Eastern Interconnection | Solar PV | New Solar PV | New Solar PV | Capacity | MW | 0 | 0 | 0 | 0 | 9089.4522 | 100576.4577 | 201580.0034
Case A Exploratory Policy Scenario | Non-RGGI Eastern Interconnection | Onshore Wind | New Onshore Wind | New Onshore Wind | Capacity | MW | 0 | 6080.7465 | 87481.4357 | 98833.8094 | 133426.5532 | 147338.4708 | 286864.7515
Case A Exploratory Policy Scenario | Non-RGGI Eastern Interconnection | Offshore Wind | New Offshore Wind | New Offshore Wind | Capacity | MW | 12 | 2612 | 2612 | 2612 | 2612 | 2612 | 2612
Case A Exploratory Policy Scenario | Non-RGGI Eastern Interconnection | Battery Storage | New Battery Storage | New Battery Storage | Capacity | MW | 9337.0682 | 9337.0682 | 9639.3198 | 9639.3198 | 9639.3198 | 9639.3198 | 9639.3198
Case A Exploratory Policy Scenario | Non-RGGI Eastern Interconnection | Solar PV | New Solar PV | New Paired Solar PV | Capacity | MW | 0 | 0 | 9236 | 10114.0383 | 23650.8999 | 32942.1848 | 92239.8522
Case A Exploratory Policy Scenario | Non-RGGI Eastern Interconnection | Battery Storage | New Battery Storage | New Paired Battery Storage | Capacity | MW | 0 | 0 | 5541.6 | 6068.423 | 14190.54 | 19765.3109 | 55036.0369
Case A Exploratory Policy Scenario | Non-RGGI Eastern Interconnection | Hydrogen | New Hydrogen | New H2 CC | Capacity | MW | 0 | 0 | 0 | 0 | 0 | 0 | 0
Case A Exploratory Policy Scenario | Non-RGGI Eastern Interconnection | Hydrogen | New Hydrogen | New H2 CT | Capacity | MW | 0 | 0 | 0 | 0 | 0 | 0 | 0
Case A Exploratory Policy Scenario | Non-RGGI Eastern Interconnection | Retire Coal | Retire Coal | Retire Coal | Capacity | MW | 0 | 18302.2398 | 27448.6826 | 55131.3839 | 50222.1689 | 50252.5689 | 50452.0337
Case A Exploratory Policy Scenario | Non-RGGI Eastern Interconnection | Retire Combined Cycle | Retire Combined Cycle | Retire Combined Cycle | Capacity | MW | 0 | 0 | 0 | 265 | 265 | 659.3725 | 12125.3435
Case A Exploratory Policy Scenario | Non-RGGI Eastern Interconnection | Retire Combustion Turbine | Retire Combustion Turbine | Retire Combustion Turbine | Capacity | MW | 0 | 191.1 | 342.3681 | 679.1357 | 679.1357 | 2121.8783 | 15444.9297
Case A Exploratory Policy Scenario | Non-RGGI Eastern Interconnection | Retire Oil/Gas | Retire Oil/Gas | Retire Oil/Gas | Capacity | MW | 0 | 1579.9893 | 1382.0239 | 1138.0239 | 1699.0705 | 10281.6108 | 37291.1542
Case A Exploratory Policy Scenario | Non-RGGI Eastern Interconnection | Retire Other | Retire Other | Retire Other | Capacity | MW | 0 | 2574.98 | 2579.98 | 2952.954 | 2952.954 | 2952.954 | 2972.014
Case A Exploratory Policy Scenario | Non-RGGI Eastern Interconnection | Retire Nuclear | Retire Nuclear | Retire Nuclear | Capacity | MW | 0 | 0 | 0 | 0 | 9247.6721 | 18847.1364 | 42826.9373
Case A Exploratory Policy Scenario | Non-RGGI Eastern Interconnection | Coal | Coal | Coal | Generation | GWh | 584671.921 | 380442.8347 | 159456.2182 | 6870.2655 | 7003.1672 | 6496.4289 | 5643.1162
Case A Exploratory Policy Scenario | Non-RGGI Eastern Interconnection | Coal with CCS | Coal with CCS | Coal with CCS | Generation | GWh | 0 | 0 | 0 | 60037.0447 | 60037.0447 | 60037.0447 | 60037.0447
Case A Exploratory Policy Scenario | Non-RGGI Eastern Interconnection | Combined Cycle | Combined Cycle | Combined Cycle | Generation | GWh | 1036438.6862 | 1109505.0228 | 1012307.3347 | 1077787.8299 | 1052604.9266 | 935336.8606 | 408431.6823
Case A Exploratory Policy Scenario | Non-RGGI Eastern Interconnection | Combustion Turbine | Combustion Turbine | Combustion Turbine | Generation | GWh | 11251.9774 | 11228.3743 | 10970.7997 | 12873.2816 | 5640.3273 | 2155.1299 | 1189.8363
Case A Exploratory Policy Scenario | Non-RGGI Eastern Interconnection | Oil/Gas | Oil/Gas | Oil/Gas | Generation | GWh | 10294.9682 | 19038.8277 | 27856.1538 | 38801.036 | 13981.1825 | 6897.0145 | 231.7505
Case A Exploratory Policy Scenario | Non-RGGI Eastern Interconnection | Other | Other | Other | Generation | GWh | 2081.376 | 2081.376 | 2081.376 | 2081.376 | 2081.376 | 2081.376 | 2081.376
Case A Exploratory Policy Scenario | Non-RGGI Eastern Interconnection | Nuclear | Nuclear | Nuclear | Generation | GWh | 658472.6651 | 666715.0405 | 667523.3904 | 673851.9068 | 625849.852 | 549101.1047 | 337827.1229
Case A Exploratory Policy Scenario | Non-RGGI Eastern Interconnection | Hydro | Hydro | Hydro | Generation | GWh | 193662.2624 | 193090.978 | 191610.8273 | 189314.1042 | 188210.8678 | 192514.1673 | 194236.3478
Case A Exploratory Policy Scenario | Non-RGGI Eastern Interconnection | Solar PV | Solar PV | Solar PV | Generation | GWh | 112255.3996 | 121213.6138 | 121213.6138 | 121213.6138 | 121213.6138 | 121213.6138 | 120599.061
Case A Exploratory Policy Scenario | Non-RGGI Eastern Interconnection | Onshore Wind | Onshore Wind | Onshore Wind | Generation | GWh | 302152.6874 | 308263.4643 | 308263.4643 | 308263.4643 | 308263.4643 | 308266.9841 | 293726.5638
Case A Exploratory Policy Scenario | Non-RGGI Eastern Interconnection | Battery Storage | Battery Storage | Battery Storage | Generation | GWh | 922.6968 | 652.0261 | 696.8742 | 351.941 | 301.792 | 788.2373 | 1626.7309
Case A Exploratory Policy Scenario | Non-RGGI Eastern Interconnection | Other RE | Other RE | Other RE | Generation | GWh | 31214.9764 | 27905.4224 | 26647.0009 | 26291.7114 | 26291.7129 | 26285.9325 | 25267.6059
Case A Exploratory Policy Scenario | Non-RGGI Eastern Interconnection | Combined Cycle | New Combined Cycle | New Combined Cycle | Generation | GWh | 0 | 218649.3657 | 235860.4931 | 198695.4444 | 217808.6621 | 218169.4072 | 201668.9857
Case A Exploratory Policy Scenario | Non-RGGI Eastern Interconnection | Combustion Turbine | New Combustion Turbine | New Combustion Turbine | Generation | GWh | 0 | 323.5767 | 342.5958 | 24720.0265 | 22144.1087 | 6359.718 | 2950.266
Case A Exploratory Policy Scenario | Non-RGGI Eastern Interconnection | Other | New Other | New Other | Generation | GWh | 0 | 0 | 0 | 0 | 0 | 0 | 0
Case A Exploratory Policy Scenario | Non-RGGI Eastern Interconnection | Other RE | New Other RE | New Other RE | Generation | GWh | 0 | 0 | 0 | 33168.3702 | 33168.3703 | 33168.3702 | 33168.3702
Case A Exploratory Policy Scenario | Non-RGGI Eastern Interconnection | Solar PV | New Solar PV | New Solar PV | Generation | GWh | 0 | 0 | 0 | 0 | 23091.7442 | 241735.0902 | 478843.8735
Case A Exploratory Policy Scenario | Non-RGGI Eastern Interconnection | Onshore Wind | New Onshore Wind | New Onshore Wind | Generation | GWh | 0 | 23994.7624 | 367152.1175 | 416844.7283 | 558931.771 | 617682.2265 | 1116362.1359
Case A Exploratory Policy Scenario | Non-RGGI Eastern Interconnection | Offshore Wind | New Offshore Wind | New Offshore Wind | Generation | GWh | 46.3185 | 10751.0385 | 10751.0385 | 10751.0385 | 10751.0385 | 10751.0385 | 10751.0385
Case A Exploratory Policy Scenario | Non-RGGI Eastern Interconnection | Battery Storage | New Battery Storage | New Battery Storage | Generation | GWh | 9156.2593 | 10696.3229 | 10112.6293 | 7591.5311 | 8110.0086 | 12489.0866 | 13291.8873
Case A Exploratory Policy Scenario | Non-RGGI Eastern Interconnection | Solar PV | New Solar PV | New Paired Solar PV | Generation | GWh | 0 | 0 | 21447.016 | 23645.1883 | 57904.8512 | 81599.2985 | 223831.1261
Case A Exploratory Policy Scenario | Non-RGGI Eastern Interconnection | Battery Storage | New Battery Storage | New Paired Battery Storage | Generation | GWh | 0 | 0 | 6866.1752 | 2772.7466 | 8995.5463 | 28329.6193 | 80352.6139
Case A Exploratory Policy Scenario | Non-RGGI Eastern Interconnection | Hydrogen | New Hydrogen | New H2 CC | Generation | GWh | 0 | 0 | 0 | 0 | 0 | 0 | 0
Case A Exploratory Policy Scenario | Non-RGGI Eastern Interconnection | Hydrogen | New Hydrogen | New H2 CT | Generation | GWh | 0 | 0 | 0 | 0 | 0 | 0 | 0
Case | State/Region | Technology Aggregate | Technology Type | Technology Sub-Type | Metric | Units | 2025 | 2028 | 2030 | 2032 | 2035 | 2037 | 2040
Case A Exploratory Policy Scenario | On | Coal | Coal | Coal | Capacity | MW | 0 | 0 | 0 | 0 | 0 | 0 | 0
Case A Exploratory Policy Scenario | On | Coal with CCS | Coal with CCS | Coal with CCS | Capacity | MW | 0 | 0 | 0 | 0 | 0 | 0 | 0
Case A Exploratory Policy Scenario | On | Combined Cycle | Combined Cycle | Combined Cycle | Capacity | MW | 6655.6258 | 6655.6258 | 6655.6258 | 6655.6258 | 6655.6258 | 6655.6258 | 6655.6258
Case A Exploratory Policy Scenario | On | Combustion Turbine | Combustion Turbine | Combustion Turbine | Capacity | MW | 1082.25 | 1082.25 | 1082.25 | 1082.25 | 1082.25 | 1082.25 | 1082.25
Case A Exploratory Policy Scenario | On | Oil/Gas | Oil/Gas | Oil/Gas | Capacity | MW | 2503.417 | 2503.417 | 2503.417 | 2503.417 | 2503.417 | 2503.417 | 2503.417
Case A Exploratory Policy Scenario | On | Other | Other | Other | Capacity | MW | 0 | 0 | 0 | 0 | 0 | 0 | 0
Case A Exploratory Policy Scenario | On | Nuclear | Nuclear | Nuclear | Capacity | MW | 9508 | 9068 | 9051 | 9579 | 11929 | 11929 | 11929
Case A Exploratory Policy Scenario | On | Hydro | Hydro | Hydro | Capacity | MW | 9264.568 | 9264.568 | 9264.568 | 9264.568 | 9264.568 | 9264.568 | 9264.568
Case A Exploratory Policy Scenario | On | Solar PV | Solar PV | Solar PV | Capacity | MW | 1480.67 | 1480.67 | 1480.67 | 1480.67 | 1480.67 | 1480.67 | 1480.67
Case A Exploratory Policy Scenario | On | Onshore Wind | Onshore Wind | Onshore Wind | Capacity | MW | 5045.395 | 5045.395 | 5045.395 | 5045.395 | 5045.395 | 5045.395 | 5045.395
Case A Exploratory Policy Scenario | On | Battery Storage | Battery Storage | Battery Storage | Capacity | MW | 0 | 0 | 0 | 0 | 0 | 0 | 0
Case A Exploratory Policy Scenario | On | Other RE | Other RE | Other RE | Capacity | MW | 603.469 | 235.3 | 235.3 | 235.3 | 235.3 | 235.3 | 235.3
Case A Exploratory Policy Scenario | On | Combined Cycle | New Combined Cycle | New Combined Cycle | Capacity | MW | 0 | 0 | 0 | 0 | 0 | 0 | 0
Case A Exploratory Policy Scenario | On | Combustion Turbine | New Combustion Turbine | New Combustion Turbine | Capacity | MW | 0 | 0 | 0 | 547.8932 | 547.8932 | 547.8932 | 589.6491
Case A Exploratory Policy Scenario | On | Other | New Other | New Other | Capacity | MW | 0 | 0 | 0 | 0 | 0 | 0 | 0
Case A Exploratory Policy Scenario | On | Other RE | New Other RE | New Other RE | Capacity | MW | 0 | 0 | 0 | 0 | 0 | 0 | 0
Case A Exploratory Policy Scenario | On | Solar PV | New Solar PV | New Solar PV | Capacity | MW | 0 | 0 | 0 | 0 | 0 | 0 | 0
Case A Exploratory Policy Scenario | On | Onshore Wind | New Onshore Wind | New Onshore Wind | Capacity | MW | 0 | 0 | 0 | 965.478 | 1303.801 | 2039.3233 | 2039.3233
Case A Exploratory Policy Scenario | On | Offshore Wind | New Offshore Wind | New Offshore Wind | Capacity | MW | 0 | 0 | 0 | 0 | 0 | 0 | 0
Case A Exploratory Policy Scenario | On | Battery Storage | New Battery Storage | New Battery Storage | Capacity | MW | 0 | 0 | 0 | 0 | 0 | 0 | 0
Case A Exploratory Policy Scenario | On | Solar PV | New Solar PV | New Paired Solar PV | Capacity | MW | 0 | 0 | 0 | 0 | 0 | 0 | 0
Case A Exploratory Policy Scenario | On | Battery Storage | New Battery Storage | New Paired Battery Storage | Capacity | MW | 0 | 0 | 0 | 0 | 0 | 0 | 0
Case A Exploratory Policy Scenario | On | Hydrogen | New Hydrogen | New H2 CC | Capacity | MW | 0 | 0 | 0 | 0 | 0 | 0 | 0
Case A Exploratory Policy Scenario | On | Hydrogen | New Hydrogen | New H2 CT | Capacity | MW | 0 | 0 | 0 | 0 | 0 | 0 | 0
Case A Exploratory Policy Scenario | On | Retire Coal | Retire Coal | Retire Coal | Capacity | MW | 0 | 0 | 0 | 0 | 0 | 0 | 0
Case A Exploratory Policy Scenario | On | Retire Combined Cycle | Retire Combined Cycle | Retire Combined Cycle | Capacity | MW | 0 | 0 | 0 | 0 | 0 | 0 | 0
Case A Exploratory Policy Scenario | On | Retire Combustion Turbine | Retire Combustion Turbine | Retire Combustion Turbine | Capacity | MW | 0 | 0 | 0 | 0 | 0 | 0 | 0
Case A Exploratory Policy Scenario | On | Retire Oil/Gas | Retire Oil/Gas | Retire Oil/Gas | Capacity | MW | 0 | 0 | 0 | 0 | 0 | 0 | 0
Case A Exploratory Policy Scenario | On | Retire Other | Retire Other | Retire Other | Capacity | MW | 0 | 368.169 | 368.169 | 368.169 | 368.169 | 368.169 | 368.169
Case A Exploratory Policy Scenario | On | Retire Nuclear | Retire Nuclear | Retire Nuclear | Capacity | MW | 0 | 0 | 0 | 0 | 0 | 0 | 0
Case A Exploratory Policy Scenario | On | Coal | Coal | Coal | Generation | GWh | 0 | 0 | 0 | 0 | 0 | 0 | 0
Case A Exploratory Policy Scenario | On | Coal with CCS | Coal with CCS | Coal with CCS | Generation | GWh | 0 | 0 | 0 | 0 | 0 | 0 | 0
Case A Exploratory Policy Scenario | On | Combined Cycle | Combined Cycle | Combined Cycle | Generation | GWh | 8355.4027 | 20842.0223 | 24096.2345 | 26102.5408 | 20287.895 | 23885.5785 | 22087.1663
Case A Exploratory Policy Scenario | On | Combustion Turbine | Combustion Turbine | Combustion Turbine | Generation | GWh | 0 | 1.1651 | 282.8681 | 296.3884 | 31.5534 | 26.906 | 39.5713
Case A Exploratory Policy Scenario | On | Oil/Gas | Oil/Gas | Oil/Gas | Generation | GWh | 0 | 0 | 0 | 0.51898 | 0 | 0 | 0
Case A Exploratory Policy Scenario | On | Other | Other | Other | Generation | GWh | 0 | 0 | 0 | 0 | 0 | 0 | 0
Case A Exploratory Policy Scenario | On | Nuclear | Nuclear | Nuclear | Generation | GWh | 80101.3982 | 76463.0705 | 77535.2497 | 83912.04 | 104498.04 | 104498.04 | 104477.5911
Case A Exploratory Policy Scenario | On | Hydro | Hydro | Hydro | Generation | GWh | 41148.1474 | 41147.0206 | 41156.4166 | 41172.789 | 41155.1986 | 41150.1502 | 41198.6663
Case A Exploratory Policy Scenario | On | Solar PV | Solar PV | Solar PV | Generation | GWh | 2939.2688 | 2939.2688 | 2939.2688 | 2939.2688 | 2939.2688 | 2939.2688 | 2939.2688
Case A Exploratory Policy Scenario | On | Onshore Wind | Onshore Wind | Onshore Wind | Generation | GWh | 14626.0581 | 14626.0581 | 14626.0581 | 14626.0581 | 14626.0581 | 14626.0581 | 14626.0581
Case A Exploratory Policy Scenario | On | Battery Storage | Battery Storage | Battery Storage | Generation | GWh | 0 | 0 | 0 | 0 | 0 | 0 | 0
Case A Exploratory Policy Scenario | On | Other RE | Other RE | Other RE | Generation | GWh | 3508.0351 | 1861.7297 | 1861.7297 | 1861.7297 | 1861.7297 | 1861.7297 | 1861.7297
Case A Exploratory Policy Scenario | On | Combined Cycle | New Combined Cycle | New Combined Cycle | Generation | GWh | 0 | 0 | 0 | 0 | 0 | 0 | 0
Case A Exploratory Policy Scenario | On | Combustion Turbine | New Combustion Turbine | New Combustion Turbine | Generation | GWh | 0 | 0 | 0 | 82.2423 | 0 | 0 | 34.0836
Case A Exploratory Policy Scenario | On | Other | New Other | New Other | Generation | GWh | 0 | 0 | 0 | 0 | 0 | 0 | 0
Case A Exploratory Policy Scenario | On | Other RE | New Other RE | New Other RE | Generation | GWh | 0 | 0 | 0 | 0 | 0 | 0 | 0
Case A Exploratory Policy Scenario | On | Solar PV | New Solar PV | New Solar PV | Generation | GWh | 0 | 0 | 0 | 0 | 0 | 0 | 0
Case A Exploratory Policy Scenario | On | Onshore Wind | New Onshore Wind | New Onshore Wind | Generation | GWh | 0 | 0 | 0 | 4612.787 | 6209.9681 | 9687.7044 | 9687.7044
Case A Exploratory Policy Scenario | On | Offshore Wind | New Offshore Wind | New Offshore Wind | Generation | GWh | 0 | 0 | 0 | 0 | 0 | 0 | 0
Case A Exploratory Policy Scenario | On | Battery Storage | New Battery Storage | New Battery Storage | Generation | GWh | 0 | 0 | 0 | 0 | 0 | 0 | 0
Case A Exploratory Policy Scenario | On | Solar PV | New Solar PV | New Paired Solar PV | Generation | GWh | 0 | 0 | 0 | 0 | 0 | 0 | 0
Case A Exploratory Policy Scenario | On | Battery Storage | New Battery Storage | New Paired Battery Storage | Generation | GWh | 0 | 0 | 0 | 0 | 0 | 0 | 0
Case A Exploratory Policy Scenario | On | Hydrogen | New Hydrogen | New H2 CC | Generation | GWh | 0 | 0 | 0 | 0 | 0 | 0 | 0
Case A Exploratory Policy Scenario | On | Hydrogen | New Hydrogen | New H2 CT | Generation | GWh | 0 | 0 | 0 | 0 | 0 | 0 | 0
Case | State/Region | Technology Aggregate | Technology Type | Technology Sub-Type | Metric | Units | 2025 | 2028 | 2030 | 2032 | 2035 | 2037 | 2040
Case A Exploratory Policy Scenario | CT | All | All | All | CO2 Emissions | Million Metric Tons | 7.2305 | 7.0735 | 3.9527 | 4.6822 | 3.0261 | 2.9576 | 0.82262
Case A Exploratory Policy Scenario | DE | All | All | All | CO2 Emissions | Million Metric Tons | 1.611 | 0.25846 | 0.32126 | 0.3256 | 0.33511 | 0.33511 | 0.24111
Case A Exploratory Policy Scenario | ME | All | All | All | CO2 Emissions | Million Metric Tons | 0.67136 | 0.29802 | 0 | 0.22615 | 0.23363 | 0 | 0
Case A Exploratory Policy Scenario | MD | All | All | All | CO2 Emissions | Million Metric Tons | 2.4979 | 0.75117 | 0.5437 | 1.1542 | 1.6374 | 0.95136 | 0.019101
Case A Exploratory Policy Scenario | MA | All | All | All | CO2 Emissions | Million Metric Tons | 4.6505 | 4.9691 | 3.7208 | 4.209 | 4.2706 | 3.0896 | 1.9735
Case A Exploratory Policy Scenario | NH | All | All | All | CO2 Emissions | Million Metric Tons | 1.3412 | 0.68776 | 0.65742 | 0.93775 | 0.94209 | 0.23626 | 0
Case A Exploratory Policy Scenario | NJ | All | All | All | CO2 Emissions | Million Metric Tons | 10.7329 | 5.956 | 5.4762 | 5.1304 | 5.8504 | 5.8285 | 4.2442
Case A Exploratory Policy Scenario | NY | All | All | All | CO2 Emissions | Million Metric Tons | 20.0806 | 12.1634 | 10.1924 | 10.5963 | 12.4871 | 12.9727 | 12.7277
Case A Exploratory Policy Scenario | RI | All | All | All | CO2 Emissions | Million Metric Tons | 2.3244 | 2.4332 | 2.1456 | 2.4935 | 2.4248 | 1.6284 | 1.1947
Case A Exploratory Policy Scenario | VT | All | All | All | CO2 Emissions | Million Metric Tons | 0 | 0 | 0 | 0 | 0 | 0 | 0
Case A Exploratory Policy Scenario | ON | All | All | All | CO2 Emissions | Million Metric Tons | 5.3707 | 8.7469 | 10.2301 | 11.1708 | 8.5473 | 10.0283 | 9.3172
Case A Exploratory Policy Scenario | 10-State Contributions | All | All | All | CO2 Emissions | Million Metric Tons | 51.1404 | 34.5906 | 27.0102 | 29.7551 | 31.2073 | 27.9995 | 21.2229
Case A Exploratory Policy Scenario | RGGI PJM | All | All | All | CO2 Emissions | Million Metric Tons | 14.8419 | 6.9656 | 6.3412 | 6.6102 | 7.8229 | 7.115 | 4.5045
Case A Exploratory Policy Scenario | Non-RGGI PJM | All | All | All | CO2 Emissions | Million Metric Tons | 554.2118 | 458.0366 | 376.5005 | 290.0548 | 274.0126 | 244.4238 | 139.69
Case | State/Region | Technology Aggregate | Technology Type | Technology Sub-Type | Metric | Units | 2025 | 2028 | 2030 | 2032 | 2035 | 2037 | 2040
Case A Exploratory Policy Scenario | ISONE | Coal | Coal | Coal | CO2 Emissions | Million Metric Tons | 0.67411 | 0 | 0 | 0 | 0 | 0 | 0
Case A Exploratory Policy Scenario | ISONE | Combined Cycle | Combined Cycle | Combined Cycle | CO2 Emissions | Million Metric Tons | 15.5438 | 15.4607 | 10.4766 | 12.5471 | 10.0243 | 7.039 | 3.1164
Case A Exploratory Policy Scenario | ISONE | Combustion Turbine | Combustion Turbine | Combustion Turbine | CO2 Emissions | Million Metric Tons | 0 | 0.0008529 | 0 | 0.0015145 | 0 | 0 | 0.0015145
Case A Exploratory Policy Scenario | ISONE | Oil/Gas | Oil/Gas | Oil/Gas | CO2 Emissions | Million Metric Tons | 0 | 0 | 0 | 0 | 0 | 0 | 0
Case A Exploratory Policy Scenario | ISONE | Combined Cycle | New Combined Cycle | New Combined Cycle | CO2 Emissions | Million Metric Tons | 0 | 0 | 0 | 0 | 0.87292 | 0.87292 | 0.87292
Case A Exploratory Policy Scenario | ISONE | Combustion Turbine | New Combustion Turbine | New Combustion Turbine | CO2 Emissions | Million Metric Tons | 0 | 0 | 0 | 0 | 0 | 0 | 0
Case A Exploratory Policy Scenario | NYISO | Coal | Coal | Coal | CO2 Emissions | Million Metric Tons | 0 | 0 | 0 | 0 | 0 | 0 | 0
Case A Exploratory Policy Scenario | NYISO | Combined Cycle | Combined Cycle | Combined Cycle | CO2 Emissions | Million Metric Tons | 17.1883 | 13.6659 | 11.4507 | 11.3801 | 13.1333 | 12.6986 | 10.8822
Case A Exploratory Policy Scenario | NYISO | Combustion Turbine | Combustion Turbine | Combustion Turbine | CO2 Emissions | Million Metric Tons | 1.3667 | 0.12889 | 0.30014 | 0.34733 | 0.34075 | 0.33122 | 0.53583
Case A Exploratory Policy Scenario | NYISO | Oil/Gas | Oil/Gas | Oil/Gas | CO2 Emissions | Million Metric Tons | 4.8796 | 1.0469 | 1.3103 | 1.6627 | 1.1868 | 1.6871 | 2.1538
Case A Exploratory Policy Scenario | NYISO | Combined Cycle | New Combined Cycle | New Combined Cycle | CO2 Emissions | Million Metric Tons | 0 | 0 | 0 | 0.031853 | 0.52277 | 1.0349 | 1.8346
Case A Exploratory Policy Scenario | NYISO | Combustion Turbine | New Combustion Turbine | New Combustion Turbine | CO2 Emissions | Million Metric Tons | 0 | 0 | 0 | 0 | 0 | 0 | 0
Case A Exploratory Policy Scenario | PJM | Coal | Coal | Coal | CO2 Emissions | Million Metric Tons | 0.35819 | 0 | 0 | 0 | 0 | 0 | 0
Case A Exploratory Policy Scenario | PJM | Combined Cycle | Combined Cycle | Combined Cycle | CO2 Emissions | Million Metric Tons | 10.6583 | 3.9479 | 3.25 | 3.5055 | 4.741 | 4.0235 | 1.5636
Case A Exploratory Policy Scenario | PJM | Combustion Turbine | Combustion Turbine | Combustion Turbine | CO2 Emissions | Million Metric Tons | 0.091712 | 0.026504 | 0.023429 | 0.012621 | 0.0068091 | 0.016433 | 0.11721
Case A Exploratory Policy Scenario | PJM | Oil/Gas | Oil/Gas | Oil/Gas | CO2 Emissions | Million Metric Tons | 0 | 0 | 0 | 0 | 0 | 0 | 0
Case A Exploratory Policy Scenario | PJM | Combined Cycle | New Combined Cycle | New Combined Cycle | CO2 Emissions | Million Metric Tons | 0 | 0 | 0 | 0 | 0 | 0 | 0
Case A Exploratory Policy Scenario | PJM | Combustion Turbine | New Combustion Turbine | New Combustion Turbine | CO2 Emissions | Million Metric Tons | 0 | 0 | 0.0041707 | 0.0097136 | 0.0021851 | 0.0021851 | 0.04045
Case A Exploratory Policy Scenario | SERC | Coal | Coal | Coal | CO2 Emissions | Million Metric Tons | 134.3644 | 58.4678 | 31.671 | 0 | 0 | 0 | 0
Case A Exploratory Policy Scenario | SERC | Combined Cycle | Combined Cycle | Combined Cycle | CO2 Emissions | Million Metric Tons | 101.2891 | 101.2993 | 97.9631 | 114.3404 | 114.4301 | 92.4284 | 27.0093
Case A Exploratory Policy Scenario | SERC | Combustion Turbine | Combustion Turbine | Combustion Turbine | CO2 Emissions | Million Metric Tons | 1.1425 | 0.86423 | 0.84258 | 1.3069 | 0.93626 | 0.23483 | 0.037991
Case A Exploratory Policy Scenario | SERC | Oil/Gas | Oil/Gas | Oil/Gas | CO2 Emissions | Million Metric Tons | 0.10043 | 0.6077 | 0.6077 | 1.2833 | 0.78503 | 0.6077 | 0.055537
Case A Exploratory Policy Scenario | SERC | Combined Cycle | New Combined Cycle | New Combined Cycle | CO2 Emissions | Million Metric Tons | 0 | 22.2186 | 25.6253 | 21.9516 | 25.9215 | 25.9215 | 23.205
Case A Exploratory Policy Scenario | SERC | Combustion Turbine | New Combustion Turbine | New Combustion Turbine | CO2 Emissions | Million Metric Tons | 0 | 0 | 0 | 0 | 0 | 0 | 0
Case | State/Region | Technology Aggregate | Technology Type | Technology Sub-Type | Metric | Units | 2025 | 2028 | 2030 | 2032 | 2035 | 2037 | 2040
Case A Exploratory Policy Scenario | Eastern Interconnection | Coal | Coal | Coal | CO2 Emissions | Million Metric Tons | 623.1212 | 405.2172 | 168.0844 | 8.0111 | 8.2846 | 7.6408 | 6.5771
Case A Exploratory Policy Scenario | Eastern Interconnection | Combined Cycle | Combined Cycle | Combined Cycle | CO2 Emissions | Million Metric Tons | 478.4019 | 498.8357 | 449.959 | 476.484 | 465.6422 | 410.0397 | 180.2987
Case A Exploratory Policy Scenario | Eastern Interconnection | Combustion Turbine | Combustion Turbine | Combustion Turbine | CO2 Emissions | Million Metric Tons | 8.6186 | 7.4284 | 7.5961 | 8.8541 | 4.1573 | 2.0086 | 1.698
Case A Exploratory Policy Scenario | Eastern Interconnection | Oil/Gas | Oil/Gas | Oil/Gas | CO2 Emissions | Million Metric Tons | 10.9027 | 12.6921 | 18.3671 | 25.3624 | 9.7707 | 5.9072 | 2.3308
Case A Exploratory Policy Scenario | Eastern Interconnection | Combined Cycle | New Combined Cycle | New Combined Cycle | CO2 Emissions | Million Metric Tons | 0 | 81.7039 | 88.1204 | 74.2024 | 82.6936 | 83.3403 | 77.9869
Case A Exploratory Policy Scenario | Eastern Interconnection | Combustion Turbine | New Combustion Turbine | New Combustion Turbine | CO2 Emissions | Million Metric Tons | 0 | 0.18762 | 0.20282 | 14.3433 | 12.8422 | 3.6898 | 1.7511
Case | State/Region | Season | Fuel Type Aggregate | Fuel Type | Metric | Units | 2025 | 2028 | 2030 | 2032 | 2035 | 2037 | 2040
Case A Exploratory Policy Scenario | CT | Annual | Fossil | Coal | Fuel Consumption | TBtu | 0 | 0 | 0 | 0 | 0 | 0 | 0
Case A Exploratory Policy Scenario | CT | Annual | Fossil | Gas | Fuel Consumption | TBtu | 125.3055 | 125.5253 | 71.9889 | 84.8702 | 56.1225 | 54.7818 | 17.2009
Case A Exploratory Policy Scenario | CT | Annual | Fossil | Oil | Fuel Consumption | TBtu | 0 | 0 | 0 | 0 | 0 | 0 | 0
Case A Exploratory Policy Scenario | CT | Winter | Fossil | Coal | Fuel Consumption | TBtu | 0 | 0 | 0 | 0 | 0 | 0 | 0
Case A Exploratory Policy Scenario | CT | Winter | Fossil | Gas | Fuel Consumption | TBtu | 28.9379 | 33.9018 | 18.4425 | 17.6525 | 5.2415 | 8.5104 | 6.1747
Case A Exploratory Policy Scenario | CT | Winter | Fossil | Oil | Fuel Consumption | TBtu | 0 | 0 | 0 | 0 | 0 | 0 | 0
Case A Exploratory Policy Scenario | DE | Annual | Fossil | Coal | Fuel Consumption | TBtu | 3.4895 | 0 | 0 | 0 | 0 | 0 | 0
Case A Exploratory Policy Scenario | DE | Annual | Fossil | Gas | Fuel Consumption | TBtu | 21.9882 | 5.1647 | 6.2527 | 6.8794 | 7.052 | 6.8857 | 4.8947
Case A Exploratory Policy Scenario | DE | Annual | Fossil | Oil | Fuel Consumption | TBtu | 0 | 0 | 0 | 0 | 0 | 0 | 0
Case A Exploratory Policy Scenario | DE | Winter | Fossil | Coal | Fuel Consumption | TBtu | 2.2693 | 0 | 0 | 0 | 0 | 0 | 0
Case A Exploratory Policy Scenario | DE | Winter | Fossil | Gas | Fuel Consumption | TBtu | 3.2692 | 0.12456 | 0.12456 | 0.2388 | 0.249 | 0.27622 | 0.15166
Case A Exploratory Policy Scenario | DE | Winter | Fossil | Oil | Fuel Consumption | TBtu | 0 | 0 | 0 | 0 | 0 | 0 | 0
Case A Exploratory Policy Scenario | ME | Annual | Fossil | Coal | Fuel Consumption | TBtu | 0 | 0 | 0 | 0 | 0 | 0 | 0
Case A Exploratory Policy Scenario | ME | Annual | Fossil | Gas | Fuel Consumption | TBtu | 11.579 | 5.6906 | 0.37432 | 4.2475 | 4.5535 | 0.41109 | 0.021366
Case A Exploratory Policy Scenario | ME | Annual | Fossil | Oil | Fuel Consumption | TBtu | 0 | 0 | 0 | 0 | 0 | 0 | 0
Case A Exploratory Policy Scenario | ME | Winter | Fossil | Coal | Fuel Consumption | TBtu | 0 | 0 | 0 | 0 | 0 | 0 | 0
Case A Exploratory Policy Scenario | ME | Winter | Fossil | Gas | Fuel Consumption | TBtu | 0.94959 | 1.0605 | 0 | 0 | 0 | 0 | 0
Case A Exploratory Policy Scenario | ME | Winter | Fossil | Oil | Fuel Consumption | TBtu | 0 | 0 | 0 | 0 | 0 | 0 | 0
Case A Exploratory Policy Scenario | MD | Annual | Fossil | Coal | Fuel Consumption | TBtu | 0 | 0 | 0 | 0 | 0 | 0 | 0
Case A Exploratory Policy Scenario | MD | Annual | Fossil | Gas | Fuel Consumption | TBtu | 42.9529 | 13.1374 | 9.7011 | 20.5718 | 28.4111 | 16.668 | 0.74175
Case A Exploratory Policy Scenario | MD | Annual | Fossil | Oil | Fuel Consumption | TBtu | 0 | 0 | 0 | 0 | 0 | 0 | 0
Case A Exploratory Policy Scenario | MD | Winter | Fossil | Coal | Fuel Consumption | TBtu | 0 | 0 | 0 | 0 | 0 | 0 | 0
Case A Exploratory Policy Scenario | MD | Winter | Fossil | Gas | Fuel Consumption | TBtu | 10.2765 | 0.30912 | 0.093699 | 7.0332 | 6.954 | 0.35338 | 0
Case A Exploratory Policy Scenario | MD | Winter | Fossil | Oil | Fuel Consumption | TBtu | 0 | 0 | 0 | 0 | 0 | 0 | 0
Case A Exploratory Policy Scenario | MA | Annual | Fossil | Coal | Fuel Consumption | TBtu | 0 | 0 | 0 | 0 | 0 | 0 | 0
Case A Exploratory Policy Scenario | MA | Annual | Fossil | Gas | Fuel Consumption | TBtu | 79.6085 | 88.5346 | 67.5741 | 76.6242 | 77.1222 | 56.3503 | 36.7665
Case A Exploratory Policy Scenario | MA | Annual | Fossil | Oil | Fuel Consumption | TBtu | 0 | 0 | 0 | 0 | 0 | 0 | 0
Case A Exploratory Policy Scenario | MA | Winter | Fossil | Coal | Fuel Consumption | TBtu | 0 | 0 | 0 | 0 | 0 | 0 | 0
Case A Exploratory Policy Scenario | MA | Winter | Fossil | Gas | Fuel Consumption | TBtu | 20.2591 | 23.541 | 14.0908 | 14.2482 | 15.8658 | 12.3321 | 11.9879
Case A Exploratory Policy Scenario | MA | Winter | Fossil | Oil | Fuel Consumption | TBtu | 0 | 0 | 0 | 0 | 0 | 0 | 0
Case A Exploratory Policy Scenario | NH | Annual | Fossil | Coal | Fuel Consumption | TBtu | 6.5671 | 0 | 0 | 0 | 0 | 0 | 0
Case A Exploratory Policy Scenario | NH | Annual | Fossil | Gas | Fuel Consumption | TBtu | 11.4016 | 11.959 | 11.4251 | 16.2265 | 16.2938 | 4.2415 | 0.15156
Case A Exploratory Policy Scenario | NH | Annual | Fossil | Oil | Fuel Consumption | TBtu | 0 | 0 | 0 | 0 | 0 | 0 | 0
Case A Exploratory Policy Scenario | NH | Winter | Fossil | Coal | Fuel Consumption | TBtu | 6.5671 | 0 | 0 | 0 | 0 | 0 | 0
Case A Exploratory Policy Scenario | NH | Winter | Fossil | Gas | Fuel Consumption | TBtu | 0 | 0.3043 | 0.0017478 | 0.0017478 | 0 | 0 | 0.011212
Case A Exploratory Policy Scenario | NH | Winter | Fossil | Oil | Fuel Consumption | TBtu | 0 | 0 | 0 | 0 | 0 | 0 | 0
Case A Exploratory Policy Scenario | NJ | Annual | Fossil | Coal | Fuel Consumption | TBtu | 0 | 0 | 0 | 0 | 0 | 0 | 0
Case A Exploratory Policy Scenario | NJ | Annual | Fossil | Gas | Fuel Consumption | TBtu | 120.2129 | 51.9904 | 42.5121 | 36.2951 | 48.9689 | 48.5752 | 26.2528
Case A Exploratory Policy Scenario | NJ | Annual | Fossil | Oil | Fuel Consumption | TBtu | 0 | 0 | 0 | 0 | 0 | 0 | 0
Case A Exploratory Policy Scenario | NJ | Winter | Fossil | Coal | Fuel Consumption | TBtu | 0 | 0 | 0 | 0 | 0 | 0 | 0
Case A Exploratory Policy Scenario | NJ | Winter | Fossil | Gas | Fuel Consumption | TBtu | 43.6984 | 10.3184 | 6.9209 | 4.0367 | 4.5398 | 5.242 | 2.9074
Case A Exploratory Policy Scenario | NJ | Winter | Fossil | Oil | Fuel Consumption | TBtu | 0 | 0 | 0 | 0 | 0 | 0 | 0
Case A Exploratory Policy Scenario | NY | Annual | Fossil | Coal | Fuel Consumption | TBtu | 0 | 0 | 0 | 0 | 0 | 0 | 0
Case A Exploratory Policy Scenario | NY | Annual | Fossil | Gas | Fuel Consumption | TBtu | 401.9608 | 257.2175 | 227.0076 | 234.0861 | 264.9155 | 275.1052 | 267.8809
Case A Exploratory Policy Scenario | NY | Annual | Fossil | Oil | Fuel Consumption | TBtu | 0.76164 | 0 | 0 | 0 | 0 | 0 | 0
Case A Exploratory Policy Scenario | NY | Winter | Fossil | Coal | Fuel Consumption | TBtu | 0 | 0 | 0 | 0 | 0 | 0 | 0
Case A Exploratory Policy Scenario | NY | Winter | Fossil | Gas | Fuel Consumption | TBtu | 105.122 | 62.7967 | 45.4367 | 49.7011 | 60.2089 | 69.7645 | 49.759
Case A Exploratory Policy Scenario | NY | Winter | Fossil | Oil | Fuel Consumption | TBtu | 0.76164 | 0 | 0 | 0 | 0 | 0 | 0
Case A Exploratory Policy Scenario | RI | Annual | Fossil | Coal | Fuel Consumption | TBtu | 0 | 0 | 0 | 0 | 0 | 0 | 0
Case A Exploratory Policy Scenario | RI | Annual | Fossil | Gas | Fuel Consumption | TBtu | 41.7082 | 43.5719 | 38.6595 | 44.603 | 43.4286 | 29.8278 | 22.0279
Case A Exploratory Policy Scenario | RI | Annual | Fossil | Oil | Fuel Consumption | TBtu | 0 | 0 | 0 | 0 | 0 | 0 | 0
Case A Exploratory Policy Scenario | RI | Winter | Fossil | Coal | Fuel Consumption | TBtu | 0 | 0 | 0 | 0 | 0 | 0 | 0
Case A Exploratory Policy Scenario | RI | Winter | Fossil | Gas | Fuel Consumption | TBtu | 10.471 | 12.2044 | 9.4823 | 10.3276 | 8.2571 | 8.0129 | 8.3495
Case A Exploratory Policy Scenario | RI | Winter | Fossil | Oil | Fuel Consumption | TBtu | 0 | 0 | 0 | 0 | 0 | 0 | 0
Case A Exploratory Policy Scenario | VT | Annual | Fossil | Coal | Fuel Consumption | TBtu | 0 | 0 | 0 | 0 | 0 | 0 | 0
Case A Exploratory Policy Scenario | VT | Annual | Fossil | Gas | Fuel Consumption | TBtu | 0.013227 | 0.008529 | 0.008529 | 0.008529 | 0 | 0 | 0
Case A Exploratory Policy Scenario | VT | Annual | Fossil | Oil | Fuel Consumption | TBtu | 0 | 0 | 0 | 0 | 0 | 0 | 0
Case A Exploratory Policy Scenario | VT | Winter | Fossil | Coal | Fuel Consumption | TBtu | 0 | 0 | 0 | 0 | 0 | 0 | 0
Case A Exploratory Policy Scenario | VT | Winter | Fossil | Gas | Fuel Consumption | TBtu | 0 | 0 | 0 | 0 | 0 | 0 | 0
Case A Exploratory Policy Scenario | VT | Winter | Fossil | Oil | Fuel Consumption | TBtu | 0 | 0 | 0 | 0 | 0 | 0 | 0
Case A Exploratory Policy Scenario | CT | Summer | Fossil | Coal | Fuel Consumption | TBtu | 0 | 0 | 0 | 0 | 0 | 0 | 0
Case A Exploratory Policy Scenario | CT | Summer | Fossil | Gas | Fuel Consumption | TBtu | 53.5277 | 51.4567 | 35.3662 | 39.569 | 36.0587 | 35.0677 | 10.2119
Case A Exploratory Policy Scenario | CT | Summer | Fossil | Oil | Fuel Consumption | TBtu | 0 | 0 | 0 | 0 | 0 | 0 | 0
Case A Exploratory Policy Scenario | DE | Summer | Fossil | Coal | Fuel Consumption | TBtu | 1.2202 | 0 | 0 | 0 | 0 | 0 | 0
Case A Exploratory Policy Scenario | DE | Summer | Fossil | Gas | Fuel Consumption | TBtu | 10.1875 | 4.6654 | 5.7701 | 5.9677 | 6.1301 | 6.0404 | 4.4347
Case A Exploratory Policy Scenario | DE | Summer | Fossil | Oil | Fuel Consumption | TBtu | 0 | 0 | 0 | 0 | 0 | 0 | 0
Case A Exploratory Policy Scenario | ME | Summer | Fossil | Coal | Fuel Consumption | TBtu | 0 | 0 | 0 | 0 | 0 | 0 | 0
Case A Exploratory Policy Scenario | ME | Summer | Fossil | Gas | Fuel Consumption | TBtu | 7.6954 | 4.3938 | 0.37432 | 4.2375 | 4.3632 | 0.37432 | 0.016788
Case A Exploratory Policy Scenario | ME | Summer | Fossil | Oil | Fuel Consumption | TBtu | 0 | 0 | 0 | 0 | 0 | 0 | 0
Case A Exploratory Policy Scenario | MD | Summer | Fossil | Coal | Fuel Consumption | TBtu | 0 | 0 | 0 | 0 | 0 | 0 | 0
Case A Exploratory Policy Scenario | MD | Summer | Fossil | Gas | Fuel Consumption | TBtu | 22.5569 | 12.2795 | 9.2863 | 13.2175 | 21.4448 | 16.3146 | 0.74175
Case A Exploratory Policy Scenario | MD | Summer | Fossil | Oil | Fuel Consumption | TBtu | 0 | 0 | 0 | 0 | 0 | 0 | 0
Case A Exploratory Policy Scenario | MA | Summer | Fossil | Coal | Fuel Consumption | TBtu | 0 | 0 | 0 | 0 | 0 | 0 | 0
Case A Exploratory Policy Scenario | MA | Summer | Fossil | Gas | Fuel Consumption | TBtu | 31.7216 | 35.7114 | 35.8985 | 39.3063 | 40.0776 | 25.7855 | 15.9593
Case A Exploratory Policy Scenario | MA | Summer | Fossil | Oil | Fuel Consumption | TBtu | 0 | 0 | 0 | 0 | 0 | 0 | 0
Case A Exploratory Policy Scenario | NH | Summer | Fossil | Coal | Fuel Consumption | TBtu | 0 | 0 | 0 | 0 | 0 | 0 | 0
Case A Exploratory Policy Scenario | NH | Summer | Fossil | Gas | Fuel Consumption | TBtu | 11.2243 | 9.8608 | 11.3464 | 12.4718 | 11.3249 | 4.1519 | 0.11607
Case A Exploratory Policy Scenario | NH | Summer | Fossil | Oil | Fuel Consumption | TBtu | 0 | 0 | 0 | 0 | 0 | 0 | 0
Case A Exploratory Policy Scenario | NJ | Summer | Fossil | Coal | Fuel Consumption | TBtu | 0 | 0 | 0 | 0 | 0 | 0 | 0
Case A Exploratory Policy Scenario | NJ | Summer | Fossil | Gas | Fuel Consumption | TBtu | 51.5921 | 34.8446 | 32.3016 | 31.2093 | 40.8889 | 41.4885 | 22.3587
Case A Exploratory Policy Scenario | NJ | Summer | Fossil | Oil | Fuel Consumption | TBtu | 0 | 0 | 0 | 0 | 0 | 0 | 0
Case A Exploratory Policy Scenario | NY | Summer | Fossil | Coal | Fuel Consumption | TBtu | 0 | 0 | 0 | 0 | 0 | 0 | 0
Case A Exploratory Policy Scenario | NY | Summer | Fossil | Gas | Fuel Consumption | TBtu | 140.294 | 103.2411 | 91.9982 | 97.489 | 122.6114 | 115.0987 | 139.0755
Case A Exploratory Policy Scenario | NY | Summer | Fossil | Oil | Fuel Consumption | TBtu | 0 | 0 | 0 | 0 | 0 | 0 | 0
Case A Exploratory Policy Scenario | RI | Summer | Fossil | Coal | Fuel Consumption | TBtu | 0 | 0 | 0 | 0 | 0 | 0 | 0
Case A Exploratory Policy Scenario | RI | Summer | Fossil | Gas | Fuel Consumption | TBtu | 13.2696 | 13.4427 | 13.4427 | 13.7492 | 13.4427 | 12.8768 | 12.3783
Case A Exploratory Policy Scenario | RI | Summer | Fossil | Oil | Fuel Consumption | TBtu | 0 | 0 | 0 | 0 | 0 | 0 | 0
Case A Exploratory Policy Scenario | VT | Summer | Fossil | Coal | Fuel Consumption | TBtu | 0 | 0 | 0 | 0 | 0 | 0 | 0
Case A Exploratory Policy Scenario | VT | Summer | Fossil | Gas | Fuel Consumption | TBtu | 0.013227 | 0.008529 | 0.008529 | 0.008529 | 0 | 0 | 0
Case A Exploratory Policy Scenario | VT | Summer | Fossil | Oil | Fuel Consumption | TBtu | 0 | 0 | 0 | 0 | 0 | 0 | 0
Case | State/Region | Season | Fuel Type Aggregate | Fuel Type | Metric | Units | 2025 | 2028 | 2030 | 2032 | 2035 | 2037 | 2040
Case A Exploratory Policy Scenario | 10-State Contributions | Annual | Fossil | Coal | Fuel Consumption | TBtu | 10.0565 | 0 | 0 | 0 | 0 | 0 | 0
Case A Exploratory Policy Scenario | 10-State Contributions | Annual | Fossil | Gas | Fuel Consumption | TBtu | 856.7308 | 602.7999 | 475.504 | 524.4123 | 546.8683 | 492.8466 | 375.9384
Case A Exploratory Policy Scenario | 10-State Contributions | Annual | Fossil | Oil | Fuel Consumption | TBtu | 0.76164 | 0 | 0 | 0 | 0 | 0 | 0
Case A Exploratory Policy Scenario | 10-State Contributions | Winter | Fossil | Coal | Fuel Consumption | TBtu | 8.8364 | 0 | 0 | 0 | 0 | 0 | 0
Case A Exploratory Policy Scenario | 10-State Contributions | Winter | Fossil | Gas | Fuel Consumption | TBtu | 222.9836 | 144.5608 | 94.5931 | 103.2397 | 101.3161 | 104.4914 | 79.3414
Case A Exploratory Policy Scenario | 10-State Contributions | Winter | Fossil | Oil | Fuel Consumption | TBtu | 0.76164 | 0 | 0 | 0 | 0 | 0 | 0
Case A Exploratory Policy Scenario | 10-State Contributions | Summer | Fossil | Coal | Fuel Consumption | TBtu | 1.2202 | 0 | 0 | 0 | 0 | 0 | 0
Case A Exploratory Policy Scenario | 10-State Contributions | Summer | Fossil | Gas | Fuel Consumption | TBtu | 342.0825 | 269.9047 | 235.793 | 257.2259 | 296.3424 | 257.1984 | 205.2929
Case A Exploratory Policy Scenario | 10-State Contributions | Summer | Fossil | Oil | Fuel Consumption | TBtu | 0 | 0 | 0 | 0 | 0 | 0 | 0
Case | State/Region | Season | Category | Value | Metric | Units | 2025 | 2028 | 2030 | 2032 | 2035 | 2037 | 2040
Case A Exploratory Policy Scenario | MA | Annual | power | real | firm power prices | $/MWh | 43.4506 | 46.8101 | 44.8089 | 55.3521 | 63.0521 | 61.3633 | 52.5562
Case A Exploratory Policy Scenario | CT | Annual | power | real | firm power prices | $/MWh | 45.6845 | 48.8355 | 46.108 | 57.1457 | 67.8547 | 62.9512 | 50.0566
Case A Exploratory Policy Scenario | ME | Annual | power | real | firm power prices | $/MWh | 45.1304 | 44.1712 | 28.7069 | 38.7847 | 44.2241 | 41.7783 | 28.4885
Case A Exploratory Policy Scenario | NH | Annual | power | real | firm power prices | $/MWh | 45.6919 | 46.3669 | 44.3413 | 55.3312 | 65.1208 | 62.6747 | 55.1682
Case A Exploratory Policy Scenario | RI | Annual | power | real | firm power prices | $/MWh | 45.5798 | 49.6699 | 48.0259 | 59.1196 | 68.0792 | 62.0873 | 45.3637
Case A Exploratory Policy Scenario | VT | Annual | power | real | firm power prices | $/MWh | 49.2682 | 49.3918 | 46.2517 | 57.6115 | 61.5115 | 57.2939 | 43.2375
Case A Exploratory Policy Scenario | NY | Annual | power | real | firm power prices | $/MWh | 32.1798 | 38.4192 | 35.5928 | 39.0966 | 46.9037 | 47.6309 | 41.7232
Case A Exploratory Policy Scenario | DE | Annual | power | real | firm power prices | $/MWh | 42.1003 | 46.2851 | 48.013 | 45.2093 | 49.8039 | 47.4735 | 31.0371
Case A Exploratory Policy Scenario | MD | Annual | power | real | firm power prices | $/MWh | 54.256 | 48.2542 | 49.1607 | 47.5724 | 52.0373 | 47.9379 | 40.2365
Case A Exploratory Policy Scenario | NJ | Annual | power | real | firm power prices | $/MWh | 44.2948 | 46.602 | 48.5716 | 48.4308 | 53.638 | 48.593 | 35.3188
Case A Exploratory Policy Scenario | MA | Annual | power | real | energy prices | $/MWh | 45.6845 | 48.8355 | 46.108 | 49.1468 | 54.3113 | 52.5905 | 46.1022
Case A Exploratory Policy Scenario | CT | Annual | power | real | energy prices | $/MWh | 43.4506 | 46.8101 | 44.8089 | 47.3533 | 49.5087 | 51.0026 | 48.6019
Case A Exploratory Policy Scenario | ME | Annual | power | real | energy prices | $/MWh | 45.1304 | 44.1712 | 28.7069 | 30.7859 | 30.6807 | 31.4175 | 24.5341
Case A Exploratory Policy Scenario | NH | Annual | power | real | energy prices | $/MWh | 45.6919 | 46.3669 | 44.3413 | 47.3324 | 51.5775 | 52.314 | 51.2138
Case A Exploratory Policy Scenario | RI | Annual | power | real | energy prices | $/MWh | 45.5798 | 49.6699 | 48.0259 | 51.1207 | 54.5358 | 51.7265 | 41.4094
Case A Exploratory Policy Scenario | VT | Annual | power | real | energy prices | $/MWh | 49.2682 | 49.3918 | 46.2517 | 49.6127 | 47.9681 | 46.9331 | 39.2832
Case A Exploratory Policy Scenario | NY | Annual | power | real | energy prices | $/MWh | 31.2608 | 31.2925 | 28.5551 | 31.7895 | 38.7187 | 39.8523 | 36.6604
Case A Exploratory Policy Scenario | DE | Annual | power | real | energy prices | $/MWh | 30.8536 | 30.7315 | 30.2596 | 33.4182 | 38.038 | 38.4815 | 25.48
Case A Exploratory Policy Scenario | MD | Annual | power | real | energy prices | $/MWh | 34.8247 | 32.7006 | 31.4072 | 35.7813 | 40.2714 | 38.9459 | 34.6794
Case A Exploratory Policy Scenario | NJ | Annual | power | real | energy prices | $/MWh | 31.8292 | 29.8275 | 28.5781 | 30.1598 | 36.7511 | 37.644 | 35.6531
Case A Exploratory Policy Scenario | MA | Annual | power | real | capacity prices | $/kW-yr | 0 | 0 | 0 | 70.07 | 118.64 | 90.76 | 34.64
Case A Exploratory Policy Scenario | CT | Annual | power | real | capacity prices | $/kW-yr | 0 | 0 | 0 | 70.07 | 118.64 | 90.76 | 34.64
Case A Exploratory Policy Scenario | ME | Annual | power | real | capacity prices | $/kW-yr | 0 | 0 | 0 | 70.07 | 118.64 | 90.76 | 34.64
Case A Exploratory Policy Scenario | NH | Annual | power | real | capacity prices | $/kW-yr | 0 | 0 | 0 | 70.07 | 118.64 | 90.76 | 34.64
Case A Exploratory Policy Scenario | RI | Annual | power | real | capacity prices | $/kW-yr | 0 | 0 | 0 | 70.07 | 118.64 | 90.76 | 34.64
Case A Exploratory Policy Scenario | VT | Annual | power | real | capacity prices | $/kW-yr | 0 | 0 | 0 | 70.07 | 118.64 | 90.76 | 34.64
Case A Exploratory Policy Scenario | NY | Annual | power | real | capacity prices | $/kW-yr | 8.05 | 62.43 | 61.65 | 64.01 | 71.7 | 68.14 | 44.35
Case A Exploratory Policy Scenario | DE | Annual | power | real | capacity prices | $/kW-yr | 98.5208 | 136.25 | 155.52 | 103.29 | 103.07 | 78.77 | 48.68
Case A Exploratory Policy Scenario | MD | Annual | power | real | capacity prices | $/kW-yr | 170.2177 | 136.25 | 155.52 | 103.29 | 103.07 | 78.77 | 48.68
Case A Exploratory Policy Scenario | NJ | Annual | power | real | capacity prices | $/kW-yr | 98.5208 | 136.25 | 155.52 | 103.29 | 103.07 | 78.77 | 48.68
Case A Exploratory Policy Scenario | Henry Hub | Annual | natural gas | real | natural gas prices | $/MMBtu | 3.37 | 3.14 | 2.99 | 3.31 | 3.83 | 3.9 | 4.12
Case A Exploratory Policy Scenario | MA | Annual | power | nominal | firm power prices | $/MWh | 48.2086 | 55.2771 | 55.1597 | 71.0302 | 86.1163 | 87.3668 | 79.6414
Case A Exploratory Policy Scenario | CT | Annual | power | nominal | firm power prices | $/MWh | 50.6871 | 57.6689 | 56.7589 | 73.3318 | 92.6757 | 89.6276 | 75.8536
Case A Exploratory Policy Scenario | ME | Annual | power | nominal | firm power prices | $/MWh | 50.0723 | 52.1609 | 35.3382 | 49.7702 | 60.4011 | 59.4823 | 43.1702
Case A Exploratory Policy Scenario | NH | Annual | power | nominal | firm power prices | $/MWh | 50.6954 | 54.7538 | 54.584 | 71.0034 | 88.9418 | 89.2339 | 83.5994
Case A Exploratory Policy Scenario | RI | Annual | power | nominal | firm power prices | $/MWh | 50.571 | 58.6542 | 59.1198 | 75.8648 | 92.9824 | 88.3976 | 68.7422
Case A Exploratory Policy Scenario | VT | Annual | power | nominal | firm power prices | $/MWh | 54.6632 | 58.3259 | 56.9357 | 73.9296 | 84.0122 | 81.5729 | 65.5202
Case A Exploratory Policy Scenario | NY | Annual | power | nominal | firm power prices | $/MWh | 35.7036 | 45.3685 | 43.8147 | 50.1704 | 64.0609 | 67.815 | 63.2255
Case A Exploratory Policy Scenario | DE | Annual | power | nominal | firm power prices | $/MWh | 46.7104 | 54.6572 | 59.1039 | 58.0145 | 68.0221 | 67.5911 | 47.0323
Case A Exploratory Policy Scenario | MD | Annual | power | nominal | firm power prices | $/MWh | 60.1972 | 56.9825 | 60.5167 | 61.047 | 71.0724 | 68.2522 | 60.9726
Case A Exploratory Policy Scenario | NJ | Annual | power | nominal | firm power prices | $/MWh | 49.1452 | 55.0314 | 59.7916 | 62.1485 | 73.2587 | 69.1849 | 53.5206
Case A Exploratory Policy Scenario | MA | Annual | power | nominal | energy prices | $/MWh | 50.6871 | 57.6689 | 56.7589 | 63.0673 | 74.1782 | 74.8763 | 69.8613
Case A Exploratory Policy Scenario | CT | Annual | power | nominal | energy prices | $/MWh | 48.2086 | 55.2771 | 55.1597 | 60.7658 | 67.6188 | 72.6156 | 73.6492
Case A Exploratory Policy Scenario | ME | Annual | power | nominal | energy prices | $/MWh | 50.0723 | 52.1609 | 35.3382 | 39.5058 | 41.9036 | 44.7311 | 37.178
Case A Exploratory Policy Scenario | NH | Annual | power | nominal | energy prices | $/MWh | 50.6954 | 54.7538 | 54.584 | 60.7389 | 70.4443 | 74.4827 | 77.6072
Case A Exploratory Policy Scenario | RI | Annual | power | nominal | energy prices | $/MWh | 50.571 | 58.6542 | 59.1198 | 65.6003 | 74.4849 | 73.6463 | 62.7499
Case A Exploratory Policy Scenario | VT | Annual | power | nominal | energy prices | $/MWh | 54.6632 | 58.3259 | 56.9357 | 63.6651 | 65.5147 | 66.8217 | 59.528
Case A Exploratory Policy Scenario | NY | Annual | power | nominal | energy prices | $/MWh | 34.684 | 36.9527 | 35.1513 | 40.7936 | 52.8819 | 56.7402 | 55.5536
Case A Exploratory Policy Scenario | DE | Annual | power | nominal | energy prices | $/MWh | 34.2322 | 36.2902 | 37.2495 | 42.8837 | 51.9521 | 54.7886 | 38.6113
Case A Exploratory Policy Scenario | MD | Annual | power | nominal | energy prices | $/MWh | 38.6382 | 38.6155 | 38.6622 | 45.9162 | 55.0025 | 55.4497 | 52.5517
Case A Exploratory Policy Scenario | NJ | Annual | power | nominal | energy prices | $/MWh | 35.3147 | 35.2227 | 35.1796 | 38.7023 | 50.1946 | 53.5961 | 54.0272
Case A Exploratory Policy Scenario | MA | Annual | power | nominal | capacity prices | $/kW-yr | 0 | 0 | 0 | 89.9168 | 162.0381 | 129.2207 | 52.492
Case A Exploratory Policy Scenario | CT | Annual | power | nominal | capacity prices | $/kW-yr | 0 | 0 | 0 | 89.9168 | 162.0381 | 129.2207 | 52.492
Case A Exploratory Policy Scenario | ME | Annual | power | nominal | capacity prices | $/kW-yr | 0 | 0 | 0 | 89.9168 | 162.0381 | 129.2207 | 52.492
Case A Exploratory Policy Scenario | NH | Annual | power | nominal | capacity prices | $/kW-yr | 0 | 0 | 0 | 89.9168 | 162.0381 | 129.2207 | 52.492
Case A Exploratory Policy Scenario | RI | Annual | power | nominal | capacity prices | $/kW-yr | 0 | 0 | 0 | 89.9168 | 162.0381 | 129.2207 | 52.492
Case A Exploratory Policy Scenario | VT | Annual | power | nominal | capacity prices | $/kW-yr | 0 | 0 | 0 | 89.9168 | 162.0381 | 129.2207 | 52.492
Case A Exploratory Policy Scenario | NY | Annual | power | nominal | capacity prices | $/kW-yr | 8.9315 | 73.7224 | 75.891 | 82.1404 | 97.9276 | 97.0152 | 67.2061
Case A Exploratory Policy Scenario | DE | Annual | power | nominal | capacity prices | $/kW-yr | 109.3092 | 160.895 | 191.4448 | 132.5462 | 140.7727 | 112.1498 | 73.7676
Case A Exploratory Policy Scenario | MD | Annual | power | nominal | capacity prices | $/kW-yr | 188.8572 | 160.895 | 191.4448 | 132.5462 | 140.7727 | 112.1498 | 73.7676
Case A Exploratory Policy Scenario | NJ | Annual | power | nominal | capacity prices | $/kW-yr | 109.3092 | 160.895 | 191.4448 | 132.5462 | 140.7727 | 112.1498 | 73.7676
Case A Exploratory Policy Scenario | Henry Hub | Annual | natural gas | nominal | natural gas prices | $/MMBtu | 3.739 | 3.708 | 3.6807 | 4.2475 | 5.231 | 5.5527 | 6.2433
Case | Scope | Origin | Destination | Season | Metric | Units | 2025 | 2028 | 2030 | 2032 | 2035 | 2037 | 2040
Case A Exploratory Policy Scenario | Regional | Canada | NYISO | Annual | Energy Flows | TWh | 15.3483 | 21.1535 | 20.6837 | 24.4581 | 25.2181 | 29.8127 | 21.2415
Case A Exploratory Policy Scenario | Regional | ISONE | NYISO | Annual | Energy Flows | TWh | 1.1139 | 0.5202 | 0.51669 | 0.47995 | 0.8758 | 1.0256 | 3.0191
Case A Exploratory Policy Scenario | Regional | PJM Non-RGGI | NYISO | Annual | Energy Flows | TWh | 0.92435 | 2.8467 | 1.4403 | 1.5678 | 1.7622 | 3.1764 | 2.1509
Case A Exploratory Policy Scenario | Regional | PJM RGGI | NYISO | Annual | Energy Flows | TWh | 6.7575 | 6.4621 | 5.3851 | 6.1867 | 9.9663 | 10.2726 | 5.4265
Case A Exploratory Policy Scenario | Regional | Imports | NYISO | Annual | Energy Flows | TWh | 24.1441 | 30.9825 | 28.0259 | 32.6925 | 37.8225 | 44.2873 | 31.838
Case A Exploratory Policy Scenario | Regional | NYISO | Canada | Annual | Energy Flows | TWh | 4.5377 | 3.8101 | 4.4237 | 3.9846 | 2.4866 | 2.8729 | 4.7486
Case A Exploratory Policy Scenario | Regional | NYISO | ISONE | Annual | Energy Flows | TWh | 5.7442 | 7.1204 | 7.0564 | 6.7652 | 5.8346 | 4.7338 | 5.7285
Case A Exploratory Policy Scenario | Regional | NYISO | PJM Non-RGGI | Annual | Energy Flows | TWh | 0.51667 | 0.3595 | 0.21249 | 0.19958 | 0.13816 | 0.21254 | 0.44293
Case A Exploratory Policy Scenario | Regional | NYISO | PJM RGGI | Annual | Energy Flows | TWh | 0.61709 | 0.26428 | 0.54364 | 0.46434 | 0.38018 | 0.37763 | 1.2878
Case A Exploratory Policy Scenario | Regional | Exports | NYISO | Annual | Energy Flows | TWh | 11.4156 | 11.5544 | 12.2362 | 11.4138 | 8.8396 | 8.1968 | 12.2079
Case A Exploratory Policy Scenario | Regional | Net Imports | NYISO | Annual | Energy Flows | TWh | 12.7284 | 19.4282 | 15.7896 | 21.2788 | 28.983 | 36.0905 | 19.6301
Case A Exploratory Policy Scenario | Regional | Canada | ISONE | Annual | Energy Flows | TWh | 21.0363 | 20.0133 | 19.2621 | 20.4788 | 23.2088 | 23.125 | 22.4751
Case A Exploratory Policy Scenario | Regional | Imports | ISONE | Annual | Energy Flows | TWh | 27.0147 | 27.2548 | 26.6267 | 27.2441 | 29.0434 | 27.8587 | 28.2037
Case A Exploratory Policy Scenario | Regional | ISONE | Canada | Annual | Energy Flows | TWh | 0 | 0.15077 | 3.1111 | 2.3574 | 1.064 | 1.5119 | 3.8451
Case A Exploratory Policy Scenario | Regional | Exports | ISONE | Annual | Energy Flows | TWh | 1.1139 | 0.67097 | 3.6278 | 2.8373 | 1.9398 | 2.5374 | 6.8642
Case A Exploratory Policy Scenario | Regional | Net Imports | ISONE | Annual | Energy Flows | TWh | 25.9008 | 26.5838 | 22.9989 | 24.4068 | 27.1035 | 25.3213 | 21.3395
Case A Exploratory Policy Scenario | Regional | PJM Non-RGGI | PJM RGGI | Annual | Energy Flows | TWh | 42.871 | 42.658 | 46.5875 | 51.6697 | 48.4243 | 49.7665 | 67.3117
Case A Exploratory Policy Scenario | Regional | Imports | PJM RGGI | Annual | Energy Flows | TWh | 44.0768 | 43.4752 | 47.9507 | 52.6808 | 49.1029 | 50.5933 | 69.5778
Case A Exploratory Policy Scenario | Regional | PJM RGGI | PJM Non-RGGI | Annual | Energy Flows | TWh | 6.8843 | 6.1913 | 7.2921 | 18.0706 | 10.2454 | 11.3135 | 16.1365
Case A Exploratory Policy Scenario | Regional | Exports | PJM RGGI | Annual | Energy Flows | TWh | 13.6418 | 12.6534 | 12.6772 | 24.2574 | 20.2118 | 21.586 | 21.563
Case A Exploratory Policy Scenario | State | Net Imports | PJM RGGI | Annual | Energy Flows | TWh | 30.435 | 30.8218 | 35.2735 | 28.4235 | 28.8911 | 29.0072 | 48.0149
Case A Exploratory Policy Scenario | State | Net Imports | MD | Annual | Energy Flows | TWh | 32.4257 | 33.2428 | 31.4667 | 31.3687 | 26.237 | 20.3434 | 7.3979
Case A Exploratory Policy Scenario | State | Net Imports | DE | Annual | Energy Flows | TWh | 7.846 | 10.4335 | 10.2693 | 10.3265 | 10.5338 | 10.888 | 5.6826
Case A Exploratory Policy Scenario | State | Net Imports | NJ | Annual | Energy Flows | TWh | 28.6784 | 41.2945 | 40.7185 | 30.0276 | 44.7487 | 50.2077 | 47.2354
Case | Scope | Origin | Destination | Season | Metric | Units | 2025 | 2028 | 2030 | 2032 | 2035 | 2037 | 2040
Case A Exploratory Policy Scenario | 10-State Contributions | Annual | Constraint Shadow Price | real | nominal$ | $/Ton | 13.2838 | 21.9735 | 24.784 | 27.9591 | 33.5017 | 38.5121 | 46.1605
Case | State/Region | Season | Category | Value | Metric | Units | 2025 | 2028 | 2030 | 2032 | 2035 | 2037 | 2040
Case A Exploratory Policy Scenario | RGGI | Annual | All | RGGI Cap | CO2 Emissions | Thousand Tons | 97840 | 65444 | 47992 | 30541 | 13712 | 7479 | 7479
Case A Exploratory Policy Scenario | RGGI | Annual | All | RGGI Emissions | CO2 Emissions | Thousand Tons | 51140.3542 | 34590.5695 | 27010.1974 | 29755.1487 | 31201.727 | 27994.0053 | 21217.4056
Case A Exploratory Policy Scenario | RGGI | Annual | All | Annual Allowance Banking/Withdrawal | CO2 Emissions | Thousand Tons | 46699.6458 | 30853.4305 | 20981.8026 | 785.8513 | -17489.727 | -20515.0053 | -13738.4056
Case A Exploratory Policy Scenario | RGGI | Annual | All | Cumulative Allowance Position | CO2 Emissions | Thousand Tons | 140098.9373 | 225305.7984 | 290769.4036 | 315841.1062 | 274004.2118 | 256474.2012 | 201520.5787
Case | State/Region | Season | Category | Value | Metric | Units | 2025 | 2028 | 2030 | 2032 | 2035 | 2037 | 2040
Case A Exploratory Policy Scenario | CT | Storage Net Loss | Storage Net Loss | Storage Net Loss | Generation | GWh | -0.29678 | -1.9916 | -19.5439 | -9.382 | -17.4394 | -37.917 | -47.5534
Case A Exploratory Policy Scenario | DE | Storage Net Loss | Storage Net Loss | Storage Net Loss | Generation | GWh | -17.3991 | -17.3991 | -17.3991 | -17.3991 | -17.3991 | -17.3991 | -74.4618
Case A Exploratory Policy Scenario | ME | Storage Net Loss | Storage Net Loss | Storage Net Loss | Generation | GWh | -0.10615 | -5.4081 | -87.546 | -92.326 | -93.2245 | -108.847 | -90.0557
Case A Exploratory Policy Scenario | MD | Storage Net Loss | Storage Net Loss | Storage Net Loss | Generation | GWh | -298.1846 | -316.0811 | -321.5638 | -327.4364 | -429.7423 | -663.7537 | -1710.3919
Case A Exploratory Policy Scenario | MA | Storage Net Loss | Storage Net Loss | Storage Net Loss | Generation | GWh | -132.5619 | -132.5988 | -221.2375 | -185.0036 | -193.5002 | -514.6594 | -1305.8999
Case A Exploratory Policy Scenario | NH | Storage Net Loss | Storage Net Loss | Storage Net Loss | Generation | GWh | 0 | 0 | 0 | 0 | 0 | 0 | 0
Case A Exploratory Policy Scenario | NJ | Storage Net Loss | Storage Net Loss | Storage Net Loss | Generation | GWh | -222.2288 | -297.4047 | -302.683 | -229.1494 | -204.9499 | -247.386 | -754.4557
Case A Exploratory Policy Scenario | NY | Storage Net Loss | Storage Net Loss | Storage Net Loss | Generation | GWh | -489.4104 | -1640.2252 | -1790.8416 | -1172.5139 | -977.062 | -1407.5914 | -2308.2047
Case A Exploratory Policy Scenario | RI | Storage Net Loss | Storage Net Loss | Storage Net Loss | Generation | GWh | 0 | 0 | 0 | 0 | 0 | -110.8377 | -293.2121
Case A Exploratory Policy Scenario | VT | Storage Net Loss | Storage Net Loss | Storage Net Loss | Generation | GWh | 0 | 0 | 0 | 0 | -86.1794 | -121.161 | -166.6842
Case A Exploratory Policy Scenario | 10-State Contributions | Storage Net Loss | Storage Net Loss | Storage Net Loss | Generation | GWh | -1160.1878 | -2411.1087 | -2760.8149 | -2033.2104 | -2019.4968 | -3229.5522 | -6750.9194
Case A Exploratory Policy Scenario | RGGI PJM | Storage Net Loss | Storage Net Loss | Storage Net Loss | Generation | GWh | -537.8125 | -630.885 | -641.6459 | -573.985 | -652.0913 | -928.5387 | -2539.3094
Case A Exploratory Policy Scenario | ISONE | Storage Net Loss | Storage Net Loss | Storage Net Loss | Generation | GWh | -132.9649 | -139.9985 | -328.3274 | -286.7116 | -390.3435 | -893.4221 | -1903.4053
Case | State/Region | Technology Aggregate | Technology Type | Technology Sub-Type | Metric | Units | 2025 | 2028 | 2030 | 2032 | 2035 | 2037 | 2040
Case B Exploratory Policy Scenario | CT | Coal | Coal | Coal | Capacity | MW | 0 | 0 | 0 | 0 | 0 | 0 | 0
Case B Exploratory Policy Scenario | CT | Coal with CCS | Coal with CCS | Coal with CCS | Capacity | MW | 0 | 0 | 0 | 0 | 0 | 0 | 0
Case B Exploratory Policy Scenario | CT | Combined Cycle | Combined Cycle | Combined Cycle | Capacity | MW | 4701.565 | 4701.565 | 4701.565 | 4701.565 | 4701.565 | 4701.565 | 4701.565
Case B Exploratory Policy Scenario | CT | Combustion Turbine | Combustion Turbine | Combustion Turbine | Capacity | MW | 1461.172 | 1444.049 | 1444.049 | 1444.049 | 1444.049 | 1444.049 | 1444.049
Case B Exploratory Policy Scenario | CT | Oil/Gas | Oil/Gas | Oil/Gas | Capacity | MW | 1758.795 | 1641.795 | 1641.795 | 1641.795 | 1641.795 | 1641.795 | 1641.795
Case B Exploratory Policy Scenario | CT | Other | Other | Other | Capacity | MW | 5.6 | 5.6 | 5.6 | 5.6 | 5.6 | 5.6 | 5.6
Case B Exploratory Policy Scenario | CT | Nuclear | Nuclear | Nuclear | Capacity | MW | 2102 | 2102 | 2102 | 2102 | 2102 | 2102 | 2102
Case B Exploratory Policy Scenario | CT | Hydro | Hydro | Hydro | Capacity | MW | 158.881 | 158.881 | 158.881 | 158.881 | 158.881 | 158.881 | 158.881
Case B Exploratory Policy Scenario | CT | Solar PV | Solar PV | Solar PV | Capacity | MW | 433.9 | 433.9 | 433.9 | 433.9 | 433.9 | 433.9 | 433.9
Case B Exploratory Policy Scenario | CT | Onshore Wind | Onshore Wind | Onshore Wind | Capacity | MW | 4.8 | 4.8 | 4.8 | 4.8 | 4.8 | 4.8 | 4.8
Case B Exploratory Policy Scenario | CT | Battery Storage | Battery Storage | Battery Storage | Capacity | MW | 0 | 205.32 | 205.32 | 205.32 | 205.32 | 205.32 | 205.32
Case B Exploratory Policy Scenario | CT | Other RE | Other RE | Other RE | Capacity | MW | 268.309 | 215.709 | 215.709 | 215.709 | 215.709 | 215.709 | 24.918
Case B Exploratory Policy Scenario | CT | Combined Cycle | New Combined Cycle | New Combined Cycle | Capacity | MW | 0 | 0 | 0 | 0 | 0 | 0 | 0
Case B Exploratory Policy Scenario | CT | Combustion Turbine | New Combustion Turbine | New Combustion Turbine | Capacity | MW | 0 | 0 | 0 | 0 | 63 | 63 | 63
Case B Exploratory Policy Scenario | CT | Other | New Other | New Other | Capacity | MW | 0 | 0 | 0 | 0 | 0 | 0 | 0
Case B Exploratory Policy Scenario | CT | Other RE | New Other RE | New Other RE | Capacity | MW | 0 | 0 | 0 | 0 | 59 | 59 | 59
Case B Exploratory Policy Scenario | CT | Solar PV | New Solar PV | New Solar PV | Capacity | MW | 0 | 0 | 0 | 0 | 0 | 0 | 0
Case B Exploratory Policy Scenario | CT | Onshore Wind | New Onshore Wind | New Onshore Wind | Capacity | MW | 0 | 0 | 0 | 0 | 0 | 0 | 0
Case B Exploratory Policy Scenario | CT | Offshore Wind | New Offshore Wind | New Offshore Wind | Capacity | MW | 304 | 304 | 2000 | 2000 | 2000 | 2000 | 2000
Case B Exploratory Policy Scenario | CT | Battery Storage | New Battery Storage | New Battery Storage | Capacity | MW | 300 | 445 | 795 | 795 | 795 | 795 | 795
Case B Exploratory Policy Scenario | CT | Solar PV | New Solar PV | New Paired Solar PV | Capacity | MW | 0 | 0 | 0 | 0 | 0 | 0 | 4161.4414
Case B Exploratory Policy Scenario | CT | Battery Storage | New Battery Storage | New Paired Battery Storage | Capacity | MW | 0 | 0 | 0 | 0 | 0 | 0 | 2496.8648
Case B Exploratory Policy Scenario | CT | Hydrogen | New Hydrogen | New H2 CC | Capacity | MW | 0 | 0 | 0 | 0 | 0 | 0 | 0
Case B Exploratory Policy Scenario | CT | Hydrogen | New Hydrogen | New H2 CT | Capacity | MW | 0 | 0 | 0 | 0 | 0 | 0 | 0
Case B Exploratory Policy Scenario | CT | Retire Coal | Retire Coal | Retire Coal | Capacity | MW | 0 | 0 | 0 | 0 | 0 | 0 | 0
Case B Exploratory Policy Scenario | CT | Retire Combined Cycle | Retire Combined Cycle | Retire Combined Cycle | Capacity | MW | 0 | 0 | 0 | 0 | 0 | 0 | 0
Case B Exploratory Policy Scenario | CT | Retire Combustion Turbine | Retire Combustion Turbine | Retire Combustion Turbine | Capacity | MW | 0 | 0 | 0 | 0 | 0 | 0 | 0
Case B Exploratory Policy Scenario | CT | Retire Oil/Gas | Retire Oil/Gas | Retire Oil/Gas | Capacity | MW | 0 | 0 | 0 | 0 | 0 | 0 | 0
Case B Exploratory Policy Scenario | CT | Retire Other | Retire Other | Retire Other | Capacity | MW | 0 | 52.6 | 52.6 | 52.6 | 52.6 | 52.6 | 243.391
Case B Exploratory Policy Scenario | CT | Retire Nuclear | Retire Nuclear | Retire Nuclear | Capacity | MW | 0 | 0 | 0 | 0 | 0 | 0 | 0
Case B Exploratory Policy Scenario | DE | Coal | Coal | Coal | Capacity | MW | 420 | 0 | 0 | 0 | 0 | 0 | 0
Case B Exploratory Policy Scenario | DE | Coal with CCS | Coal with CCS | Coal with CCS | Capacity | MW | 0 | 0 | 0 | 0 | 0 | 0 | 0
Case B Exploratory Policy Scenario | DE | Combined Cycle | Combined Cycle | Combined Cycle | Capacity | MW | 1399 | 1399 | 1399 | 1399 | 1399 | 1399 | 1399
Case B Exploratory Policy Scenario | DE | Combustion Turbine | Combustion Turbine | Combustion Turbine | Capacity | MW | 370.5 | 370.5 | 370.5 | 370.5 | 370.5 | 370.5 | 370.5
Case B Exploratory Policy Scenario | DE | Oil/Gas | Oil/Gas | Oil/Gas | Capacity | MW | 840 | 840 | 840 | 840 | 840 | 840 | 840
Case B Exploratory Policy Scenario | DE | Other | Other | Other | Capacity | MW | 0 | 0 | 0 | 0 | 0 | 0 | 0
Case B Exploratory Policy Scenario | DE | Nuclear | Nuclear | Nuclear | Capacity | MW | 0 | 0 | 0 | 0 | 0 | 0 | 0
Case B Exploratory Policy Scenario | DE | Hydro | Hydro | Hydro | Capacity | MW | 0 | 0 | 0 | 0 | 0 | 0 | 0
Case B Exploratory Policy Scenario | DE | Solar PV | Solar PV | Solar PV | Capacity | MW | 255.1 | 255.1 | 255.1 | 255.1 | 255.1 | 255.1 | 255.1
Case B Exploratory Policy Scenario | DE | Onshore Wind | Onshore Wind | Onshore Wind | Capacity | MW | 2 | 2 | 2 | 2 | 2 | 2 | 2
Case B Exploratory Policy Scenario | DE | Battery Storage | Battery Storage | Battery Storage | Capacity | MW | 0 | 0 | 0 | 0 | 0 | 0 | 0
Case B Exploratory Policy Scenario | DE | Other RE | Other RE | Other RE | Capacity | MW | 34.7 | 34.7 | 34.7 | 34.7 | 34.7 | 34.7 | 34.7
Case B Exploratory Policy Scenario | DE | Combined Cycle | New Combined Cycle | New Combined Cycle | Capacity | MW | 0 | 0 | 0 | 0 | 0 | 0 | 0
Case B Exploratory Policy Scenario | DE | Combustion Turbine | New Combustion Turbine | New Combustion Turbine | Capacity | MW | 0 | 0 | 451 | 451 | 451 | 451 | 451
Case B Exploratory Policy Scenario | DE | Other | New Other | New Other | Capacity | MW | 0 | 0 | 0 | 0 | 0 | 0 | 0
Case B Exploratory Policy Scenario | DE | Other RE | New Other RE | New Other RE | Capacity | MW | 0 | 0 | 0 | 0 | 0 | 0 | 0
Case B Exploratory Policy Scenario | DE | Solar PV | New Solar PV | New Solar PV | Capacity | MW | 0 | 0 | 0 | 0 | 0 | 0 | 1223.4301
Case B Exploratory Policy Scenario | DE | Onshore Wind | New Onshore Wind | New Onshore Wind | Capacity | MW | 0 | 0 | 0 | 0 | 0 | 0 | 0
Case B Exploratory Policy Scenario | DE | Offshore Wind | New Offshore Wind | New Offshore Wind | Capacity | MW | 0 | 0 | 0 | 0 | 0 | 0 | 0
Case B Exploratory Policy Scenario | DE | Battery Storage | New Battery Storage | New Battery Storage | Capacity | MW | 0 | 0 | 0 | 0 | 0 | 0 | 0
Case B Exploratory Policy Scenario | DE | Solar PV | New Solar PV | New Paired Solar PV | Capacity | MW | 0 | 0 | 0 | 0 | 0 | 0 | 0
Case B Exploratory Policy Scenario | DE | Battery Storage | New Battery Storage | New Paired Battery Storage | Capacity | MW | 0 | 0 | 0 | 0 | 0 | 0 | 0
Case B Exploratory Policy Scenario | DE | Hydrogen | New Hydrogen | New H2 CC | Capacity | MW | 0 | 0 | 0 | 0 | 0 | 0 | 0
Case B Exploratory Policy Scenario | DE | Hydrogen | New Hydrogen | New H2 CT | Capacity | MW | 0 | 0 | 0 | 0 | 0 | 0 | 0
Case B Exploratory Policy Scenario | DE | Retire Coal | Retire Coal | Retire Coal | Capacity | MW | 0 | 0 | 0 | 0 | 0 | 0 | 0
Case B Exploratory Policy Scenario | DE | Retire Combined Cycle | Retire Combined Cycle | Retire Combined Cycle | Capacity | MW | 0 | 0 | 0 | 0 | 0 | 0 | 0
Case B Exploratory Policy Scenario | DE | Retire Combustion Turbine | Retire Combustion Turbine | Retire Combustion Turbine | Capacity | MW | 0 | 0 | 0 | 0 | 0 | 0 | 0
Case B Exploratory Policy Scenario | DE | Retire Oil/Gas | Retire Oil/Gas | Retire Oil/Gas | Capacity | MW | 0 | 0 | 0 | 0 | 0 | 0 | 0
Case B Exploratory Policy Scenario | DE | Retire Other | Retire Other | Retire Other | Capacity | MW | 0 | 0 | 0 | 0 | 0 | 0 | 0
Case B Exploratory Policy Scenario | DE | Retire Nuclear | Retire Nuclear | Retire Nuclear | Capacity | MW | 0 | 0 | 0 | 0 | 0 | 0 | 0
Case B Exploratory Policy Scenario | ME | Coal | Coal | Coal | Capacity | MW | 0 | 0 | 0 | 0 | 0 | 0 | 0
Case B Exploratory Policy Scenario | ME | Coal with CCS | Coal with CCS | Coal with CCS | Capacity | MW | 0 | 0 | 0 | 0 | 0 | 0 | 0
Case B Exploratory Policy Scenario | ME | Combined Cycle | Combined Cycle | Combined Cycle | Capacity | MW | 1248.956 | 1248.956 | 1248.956 | 1248.956 | 1248.956 | 1248.956 | 1248.956
Case B Exploratory Policy Scenario | ME | Combustion Turbine | Combustion Turbine | Combustion Turbine | Capacity | MW | 363.794 | 363.794 | 363.794 | 363.794 | 363.794 | 363.794 | 363.794
Case B Exploratory Policy Scenario | ME | Oil/Gas | Oil/Gas | Oil/Gas | Capacity | MW | 744.997 | 744.997 | 744.997 | 744.997 | 744.997 | 744.997 | 744.997
Case B Exploratory Policy Scenario | ME | Other | Other | Other | Capacity | MW | 0 | 0 | 0 | 0 | 0 | 0 | 0
Case B Exploratory Policy Scenario | ME | Nuclear | Nuclear | Nuclear | Capacity | MW | 0 | 0 | 0 | 0 | 0 | 0 | 0
Case B Exploratory Policy Scenario | ME | Hydro | Hydro | Hydro | Capacity | MW | 547.898 | 547.898 | 547.898 | 547.898 | 547.898 | 547.898 | 547.898
Case B Exploratory Policy Scenario | ME | Solar PV | Solar PV | Solar PV | Capacity | MW | 646.4 | 646.4 | 646.4 | 646.4 | 646.4 | 646.4 | 646.4
Case B Exploratory Policy Scenario | ME | Onshore Wind | Onshore Wind | Onshore Wind | Capacity | MW | 1240.7 | 1240.7 | 1240.7 | 1240.7 | 1240.7 | 1240.7 | 1240.7
Case B Exploratory Policy Scenario | ME | Battery Storage | Battery Storage | Battery Storage | Capacity | MW | 193.2 | 193.2 | 193.2 | 193.2 | 193.2 | 193.2 | 193.2
Case B Exploratory Policy Scenario | ME | Other RE | Other RE | Other RE | Capacity | MW | 289.252 | 75.6339 | 68.856 | 68.856 | 68.856 | 68.856 | 31.6
Case B Exploratory Policy Scenario | ME | Combined Cycle | New Combined Cycle | New Combined Cycle | Capacity | MW | 0 | 0 | 0 | 0 | 0 | 0 | 0
Case B Exploratory Policy Scenario | ME | Combustion Turbine | New Combustion Turbine | New Combustion Turbine | Capacity | MW | 0 | 0 | 0 | 0 | 0 | 0 | 0
Case B Exploratory Policy Scenario | ME | Other | New Other | New Other | Capacity | MW | 0 | 0 | 0 | 0 | 0 | 0 | 0
Case B Exploratory Policy Scenario | ME | Other RE | New Other RE | New Other RE | Capacity | MW | 0 | 0 | 0 | 0 | 0 | 0 | 0
Case B Exploratory Policy Scenario | ME | Solar PV | New Solar PV | New Solar PV | Capacity | MW | 0 | 0 | 0 | 0 | 0 | 0 | 0
Case B Exploratory Policy Scenario | ME | Onshore Wind | New Onshore Wind | New Onshore Wind | Capacity | MW | 0 | 492.6571 | 1356.6958 | 1356.6958 | 2122 | 2229.5069 | 2352
Case B Exploratory Policy Scenario | ME | Offshore Wind | New Offshore Wind | New Offshore Wind | Capacity | MW | 11 | 11 | 11 | 11 | 11 | 11 | 3000
Case B Exploratory Policy Scenario | ME | Battery Storage | New Battery Storage | New Battery Storage | Capacity | MW | 107 | 107 | 207 | 207 | 207 | 207 | 207
Case B Exploratory Policy Scenario | ME | Solar PV | New Solar PV | New Paired Solar PV | Capacity | MW | 0 | 0 | 0 | 0 | 0 | 0 | 0
Case B Exploratory Policy Scenario | ME | Battery Storage | New Battery Storage | New Paired Battery Storage | Capacity | MW | 0 | 0 | 0 | 0 | 0 | 0 | 0
Case B Exploratory Policy Scenario | ME | Hydrogen | New Hydrogen | New H2 CC | Capacity | MW | 0 | 0 | 0 | 0 | 0 | 0 | 0
Case B Exploratory Policy Scenario | ME | Hydrogen | New Hydrogen | New H2 CT | Capacity | MW | 0 | 0 | 0 | 0 | 0 | 0 | 0
Case B Exploratory Policy Scenario | ME | Retire Coal | Retire Coal | Retire Coal | Capacity | MW | 0 | 0 | 0 | 0 | 0 | 0 | 0
Case B Exploratory Policy Scenario | ME | Retire Combined Cycle | Retire Combined Cycle | Retire Combined Cycle | Capacity | MW | 0 | 0 | 0 | 0 | 0 | 0 | 0
Case B Exploratory Policy Scenario | ME | Retire Combustion Turbine | Retire Combustion Turbine | Retire Combustion Turbine | Capacity | MW | 0 | 0 | 0 | 0 | 0 | 0 | 0
Case B Exploratory Policy Scenario | ME | Retire Oil/Gas | Retire Oil/Gas | Retire Oil/Gas | Capacity | MW | 0 | 0 | 0 | 0 | 0 | 0 | 0
Case B Exploratory Policy Scenario | ME | Retire Other | Retire Other | Retire Other | Capacity | MW | 0 | 213.6181 | 220.396 | 220.396 | 220.396 | 220.396 | 257.652
Case B Exploratory Policy Scenario | ME | Retire Nuclear | Retire Nuclear | Retire Nuclear | Capacity | MW | 0 | 0 | 0 | 0 | 0 | 0 | 0
Case B Exploratory Policy Scenario | MD | Coal | Coal | Coal | Capacity | MW | 1275.497 | -2.2737e-13 | 0 | 0 | 0 | 0 | 0
Case B Exploratory Policy Scenario | MD | Coal with CCS | Coal with CCS | Coal with CCS | Capacity | MW | 0 | 0 | 0 | 0 | 0 | 0 | 0
Case B Exploratory Policy Scenario | MD | Combined Cycle | Combined Cycle | Combined Cycle | Capacity | MW | 2168.62 | 2168.62 | 2168.62 | 2168.62 | 2168.62 | 2168.62 | 2168.62
Case B Exploratory Policy Scenario | MD | Combustion Turbine | Combustion Turbine | Combustion Turbine | Capacity | MW | 2107.3 | 2077.4 | 2077.4 | 2077.4 | 2077.4 | 2077.4 | 2077.4
Case B Exploratory Policy Scenario | MD | Oil/Gas | Oil/Gas | Oil/Gas | Capacity | MW | 2224 | 1548 | 1548 | 1548 | 1548 | 1548 | 1548
Case B Exploratory Policy Scenario | MD | Other | Other | Other | Capacity | MW | 0 | 0 | 0 | 0 | 0 | 0 | 0
Case B Exploratory Policy Scenario | MD | Nuclear | Nuclear | Nuclear | Capacity | MW | 1744.1 | 1744.1 | 1744.1 | 1744.1 | 1744.1 | 1744.1 | 1744.1
Case B Exploratory Policy Scenario | MD | Hydro | Hydro | Hydro | Capacity | MW | 566.48 | 566.48 | 566.48 | 566.48 | 566.48 | 566.48 | 566.48
Case B Exploratory Policy Scenario | MD | Solar PV | Solar PV | Solar PV | Capacity | MW | 1467.449 | 1563.249 | 1563.249 | 1563.249 | 1563.249 | 1563.249 | 1563.249
Case B Exploratory Policy Scenario | MD | Onshore Wind | Onshore Wind | Onshore Wind | Capacity | MW | 260 | 260 | 260 | 260 | 260 | 260 | 260
Case B Exploratory Policy Scenario | MD | Battery Storage | Battery Storage | Battery Storage | Capacity | MW | 6.5 | 6.5 | 6.5 | 6.5 | 6.5 | 6.5 | 6.5
Case B Exploratory Policy Scenario | MD | Other RE | Other RE | Other RE | Capacity | MW | 131.2 | 127.7 | 73.7 | 73.7 | 73.7 | 73.7 | 73.7
Case B Exploratory Policy Scenario | MD | Combined Cycle | New Combined Cycle | New Combined Cycle | Capacity | MW | 0 | 0 | 0 | 0 | 0 | 0 | 0
Case B Exploratory Policy Scenario | MD | Combustion Turbine | New Combustion Turbine | New Combustion Turbine | Capacity | MW | 0 | 0 | 87 | 87 | 87 | 87 | 87
Case B Exploratory Policy Scenario | MD | Other | New Other | New Other | Capacity | MW | 0 | 0 | 0 | 0 | 0 | 0 | 0
Case B Exploratory Policy Scenario | MD | Other RE | New Other RE | New Other RE | Capacity | MW | 0 | 0 | 0 | 0 | 0 | 0 | 0
Case B Exploratory Policy Scenario | MD | Solar PV | New Solar PV | New Solar PV | Capacity | MW | 0 | 0 | 0 | 0 | 0 | 3252.0084 | 4015.7097
Case B Exploratory Policy Scenario | MD | Onshore Wind | New Onshore Wind | New Onshore Wind | Capacity | MW | 0 | 209 | 678 | 678 | 1303 | 1303 | 1303
Case B Exploratory Policy Scenario | MD | Offshore Wind | New Offshore Wind | New Offshore Wind | Capacity | MW | 0 | 1056.8 | 1056.8 | 8499.8 | 8499.8 | 8499.8 | 8499.8
Case B Exploratory Policy Scenario | MD | Battery Storage | New Battery Storage | New Battery Storage | Capacity | MW | 412.9818 | 412.9818 | 412.9818 | 412.9818 | 412.9818 | 412.9818 | 412.9818
Case B Exploratory Policy Scenario | MD | Solar PV | New Solar PV | New Paired Solar PV | Capacity | MW | 0 | 0 | 0 | 0 | 406.0418 | 1154.0334 | 6390.3321
Case B Exploratory Policy Scenario | MD | Battery Storage | New Battery Storage | New Paired Battery Storage | Capacity | MW | 0 | 0 | 0 | 0 | 243.6251 | 692.42 | 3834.1993
Case B Exploratory Policy Scenario | MD | Hydrogen | New Hydrogen | New H2 CC | Capacity | MW | 0 | 0 | 0 | 0 | 0 | 0 | 0
Case B Exploratory Policy Scenario | MD | Hydrogen | New Hydrogen | New H2 CT | Capacity | MW | 0 | 0 | 0 | 0 | 0 | 0 | 0
Case B Exploratory Policy Scenario | MD | Retire Coal | Retire Coal | Retire Coal | Capacity | MW | 0 | 1275.497 | 0 | 0 | 0 | 0 | 0
Case B Exploratory Policy Scenario | MD | Retire Combined Cycle | Retire Combined Cycle | Retire Combined Cycle | Capacity | MW | 0 | 0 | 0 | 0 | 0 | 0 | 0
Case B Exploratory Policy Scenario | MD | Retire Combustion Turbine | Retire Combustion Turbine | Retire Combustion Turbine | Capacity | MW | 0 | 0 | 0 | 0 | 0 | 0 | 0
Case B Exploratory Policy Scenario | MD | Retire Oil/Gas | Retire Oil/Gas | Retire Oil/Gas | Capacity | MW | 0 | 0 | 0 | 0 | 0 | 0 | 0
Case B Exploratory Policy Scenario | MD | Retire Other | Retire Other | Retire Other | Capacity | MW | 0 | 3.5 | 57.5 | 57.5 | 57.5 | 57.5 | 57.5
Case B Exploratory Policy Scenario | MD | Retire Nuclear | Retire Nuclear | Retire Nuclear | Capacity | MW | 0 | 0 | 0 | 0 | 0 | 0 | 0
Case B Exploratory Policy Scenario | MA | Coal | Coal | Coal | Capacity | MW | 0 | 0 | 0 | 0 | 0 | 0 | 0
Case B Exploratory Policy Scenario | MA | Coal with CCS | Coal with CCS | Coal with CCS | Capacity | MW | 0 | 0 | 0 | 0 | 0 | 0 | 0
Case B Exploratory Policy Scenario | MA | Combined Cycle | Combined Cycle | Combined Cycle | Capacity | MW | 4853.0668 | 4778.1638 | 4778.1638 | 4778.1638 | 4778.1638 | 4778.1638 | 4778.1638
Case B Exploratory Policy Scenario | MA | Combustion Turbine | Combustion Turbine | Combustion Turbine | Capacity | MW | 1330.142 | 1205.622 | 1205.622 | 1205.622 | 1205.622 | 1205.622 | 1205.622
Case B Exploratory Policy Scenario | MA | Oil/Gas | Oil/Gas | Oil/Gas | Capacity | MW | 1143.9 | 1143.9 | 1143.9 | 1143.9 | 1143.9 | 1143.9 | 1143.9
Case B Exploratory Policy Scenario | MA | Other | Other | Other | Capacity | MW | 0 | 0 | 0 | 0 | 0 | 0 | 0
Case B Exploratory Policy Scenario | MA | Nuclear | Nuclear | Nuclear | Capacity | MW | 0 | 0 | 0 | 0 | 0 | 0 | 0
Case B Exploratory Policy Scenario | MA | Hydro | Hydro | Hydro | Capacity | MW | 2073.133 | 2073.133 | 2073.133 | 2073.133 | 2073.133 | 2073.133 | 2073.133
Case B Exploratory Policy Scenario | MA | Solar PV | Solar PV | Solar PV | Capacity | MW | 1269.7475 | 1269.7475 | 1269.7475 | 1269.7475 | 1269.7475 | 1269.7475 | 1269.7475
Case B Exploratory Policy Scenario | MA | Onshore Wind | Onshore Wind | Onshore Wind | Capacity | MW | 117.949 | 117.949 | 117.949 | 117.949 | 117.949 | 117.949 | 117.949
Case B Exploratory Policy Scenario | MA | Battery Storage | Battery Storage | Battery Storage | Capacity | MW | 406 | 1062 | 1062 | 1062 | 1062 | 1062 | 1062
Case B Exploratory Policy Scenario | MA | Other RE | Other RE | Other RE | Capacity | MW | 286.899 | 219.899 | 219.899 | 219.899 | 219.899 | 219.899 | 219.899
Case B Exploratory Policy Scenario | MA | Combined Cycle | New Combined Cycle | New Combined Cycle | Capacity | MW | 0 | 0 | 0 | 0 | 0 | 0 | 0
Case B Exploratory Policy Scenario | MA | Combustion Turbine | New Combustion Turbine | New Combustion Turbine | Capacity | MW | 0 | 0 | 0 | 0 | 0 | 0 | 0
Case B Exploratory Policy Scenario | MA | Other | New Other | New Other | Capacity | MW | 0 | 0 | 0 | 0 | 0 | 0 | 0
Case B Exploratory Policy Scenario | MA | Other RE | New Other RE | New Other RE | Capacity | MW | 0 | 0 | 0 | 0 | 0 | 0 | 0
Case B Exploratory Policy Scenario | MA | Solar PV | New Solar PV | New Solar PV | Capacity | MW | 0 | 0 | 0 | 0 | 0 | 0 | 6000
Case B Exploratory Policy Scenario | MA | Onshore Wind | New Onshore Wind | New Onshore Wind | Capacity | MW | 0 | 0 | 0 | 0 | 0 | 0 | 0
Case B Exploratory Policy Scenario | MA | Offshore Wind | New Offshore Wind | New Offshore Wind | Capacity | MW | 800 | 800 | 800 | 800 | 800 | 5600 | 5600
Case B Exploratory Policy Scenario | MA | Battery Storage | New Battery Storage | New Battery Storage | Capacity | MW | 594 | 594 | 594 | 594 | 594 | 594 | 594
Case B Exploratory Policy Scenario | MA | Solar PV | New Solar PV | New Paired Solar PV | Capacity | MW | 0 | 0 | 0 | 0 | 908.3141 | 3635.4749 | 3635.4749
Case B Exploratory Policy Scenario | MA | Battery Storage | New Battery Storage | New Paired Battery Storage | Capacity | MW | 0 | 0 | 0 | 0 | 544.9885 | 2181.2849 | 2181.2849
Case B Exploratory Policy Scenario | MA | Hydrogen | New Hydrogen | New H2 CC | Capacity | MW | 0 | 0 | 0 | 0 | 0 | 0 | 0
Case B Exploratory Policy Scenario | MA | Hydrogen | New Hydrogen | New H2 CT | Capacity | MW | 0 | 0 | 0 | 0 | 0 | 0 | 0
Case B Exploratory Policy Scenario | MA | Retire Coal | Retire Coal | Retire Coal | Capacity | MW | 0 | 0 | 0 | 0 | 0 | 0 | 0
Case B Exploratory Policy Scenario | MA | Retire Combined Cycle | Retire Combined Cycle | Retire Combined Cycle | Capacity | MW | 0 | 0 | 0 | 0 | 0 | 0 | 0
Case B Exploratory Policy Scenario | MA | Retire Combustion Turbine | Retire Combustion Turbine | Retire Combustion Turbine | Capacity | MW | 0 | 0 | 0 | 0 | 0 | 0 | 0
Case B Exploratory Policy Scenario | MA | Retire Oil/Gas | Retire Oil/Gas | Retire Oil/Gas | Capacity | MW | 0 | 0 | 0 | 0 | 0 | 0 | 0
Case B Exploratory Policy Scenario | MA | Retire Other | Retire Other | Retire Other | Capacity | MW | 0 | 67 | 67 | 67 | 67 | 67 | 67
Case B Exploratory Policy Scenario | MA | Retire Nuclear | Retire Nuclear | Retire Nuclear | Capacity | MW | 0 | 0 | 0 | 0 | 0 | 0 | 0
Case B Exploratory Policy Scenario | NH | Coal | Coal | Coal | Capacity | MW | 518.856 | 0 | 0 | 0 | 0 | 0 | 0
Case B Exploratory Policy Scenario | NH | Coal with CCS | Coal with CCS | Coal with CCS | Capacity | MW | 0 | 0 | 0 | 0 | 0 | 0 | 0
Case B Exploratory Policy Scenario | NH | Combined Cycle | Combined Cycle | Combined Cycle | Capacity | MW | 1183.694 | 1183.694 | 1183.694 | 1183.694 | 1183.694 | 1183.694 | 1183.694
Case B Exploratory Policy Scenario | NH | Combustion Turbine | Combustion Turbine | Combustion Turbine | Capacity | MW | 89.61 | 89.61 | 89.61 | 89.61 | 89.61 | 89.61 | 89.61
Case B Exploratory Policy Scenario | NH | Oil/Gas | Oil/Gas | Oil/Gas | Capacity | MW | 400.2 | 400.2 | 400.2 | 400.2 | 400.2 | 400.2 | 400.2
Case B Exploratory Policy Scenario | NH | Other | Other | Other | Capacity | MW | 0 | 0 | 0 | 0 | 0 | 0 | 0
Case B Exploratory Policy Scenario | NH | Nuclear | Nuclear | Nuclear | Capacity | MW | 1246 | 1246 | 1246 | 1246 | 1246 | 1246 | 1246
Case B Exploratory Policy Scenario | NH | Hydro | Hydro | Hydro | Capacity | MW | 509.088 | 509.088 | 509.088 | 509.088 | 509.088 | 509.088 | 509.088
Case B Exploratory Policy Scenario | NH | Solar PV | Solar PV | Solar PV | Capacity | MW | 107.7 | 107.7 | 107.7 | 107.7 | 107.7 | 107.7 | 107.7
Case B Exploratory Policy Scenario | NH | Onshore Wind | Onshore Wind | Onshore Wind | Capacity | MW | 212.4 | 212.4 | 212.4 | 212.4 | 212.4 | 212.4 | 212.4
Case B Exploratory Policy Scenario | NH | Battery Storage | Battery Storage | Battery Storage | Capacity | MW | 0 | 0 | 0 | 0 | 0 | 0 | 0
Case B Exploratory Policy Scenario | NH | Other RE | Other RE | Other RE | Capacity | MW | 310.642 | 70.073 | 70.073 | 70.073 | 70.073 | 70.073 | 70.073
Case B Exploratory Policy Scenario | NH | Combined Cycle | New Combined Cycle | New Combined Cycle | Capacity | MW | 0 | 0 | 0 | 0 | 0 | 0 | 0
Case B Exploratory Policy Scenario | NH | Combustion Turbine | New Combustion Turbine | New Combustion Turbine | Capacity | MW | 0 | 0 | 0 | 0 | 0 | 0 | 0
Case B Exploratory Policy Scenario | NH | Other | New Other | New Other | Capacity | MW | 0 | 0 | 0 | 0 | 0 | 0 | 0
Case B Exploratory Policy Scenario | NH | Other RE | New Other RE | New Other RE | Capacity | MW | 0 | 0 | 0 | 0 | 0 | 0 | 0
Case B Exploratory Policy Scenario | NH | Solar PV | New Solar PV | New Solar PV | Capacity | MW | 0 | 0 | 0 | 0 | 0 | 0 | 0
Case B Exploratory Policy Scenario | NH | Onshore Wind | New Onshore Wind | New Onshore Wind | Capacity | MW | 0 | 0 | 0 | 0 | 0 | 0 | 0
Case B Exploratory Policy Scenario | NH | Offshore Wind | New Offshore Wind | New Offshore Wind | Capacity | MW | 0 | 0 | 0 | 0 | 0 | 0 | 0
Case B Exploratory Policy Scenario | NH | Battery Storage | New Battery Storage | New Battery Storage | Capacity | MW | 0 | 0 | 0 | 0 | 0 | 0 | 0
Case B Exploratory Policy Scenario | NH | Solar PV | New Solar PV | New Paired Solar PV | Capacity | MW | 0 | 0 | 0 | 0 | 0 | 0 | 0
Case B Exploratory Policy Scenario | NH | Battery Storage | New Battery Storage | New Paired Battery Storage | Capacity | MW | 0 | 0 | 0 | 0 | 0 | 0 | 0
Case B Exploratory Policy Scenario | NH | Hydrogen | New Hydrogen | New H2 CC | Capacity | MW | 0 | 0 | 0 | 0 | 0 | 0 | 0
Case B Exploratory Policy Scenario | NH | Hydrogen | New Hydrogen | New H2 CT | Capacity | MW | 0 | 0 | 0 | 0 | 0 | 0 | 0
Case B Exploratory Policy Scenario | NH | Retire Coal | Retire Coal | Retire Coal | Capacity | MW | 0 | 518.856 | 518.856 | 518.856 | 518.856 | 518.856 | 518.856
Case B Exploratory Policy Scenario | NH | Retire Combined Cycle | Retire Combined Cycle | Retire Combined Cycle | Capacity | MW | 0 | 0 | 0 | 0 | 0 | 0 | 0
Case B Exploratory Policy Scenario | NH | Retire Combustion Turbine | Retire Combustion Turbine | Retire Combustion Turbine | Capacity | MW | 0 | 0 | 0 | 0 | 0 | 0 | 0
Case B Exploratory Policy Scenario | NH | Retire Oil/Gas | Retire Oil/Gas | Retire Oil/Gas | Capacity | MW | 0 | 0 | 0 | 0 | 0 | 0 | 0
Case B Exploratory Policy Scenario | NH | Retire Other | Retire Other | Retire Other | Capacity | MW | 0 | 240.569 | 240.569 | 240.569 | 240.569 | 240.569 | 240.569
Case B Exploratory Policy Scenario | NH | Retire Nuclear | Retire Nuclear | Retire Nuclear | Capacity | MW | 0 | 0 | 0 | 0 | 0 | 0 | 0
Case B Exploratory Policy Scenario | NJ | Coal | Coal | Coal | Capacity | MW | 0 | 0 | 0 | 0 | 0 | 0 | 0
Case B Exploratory Policy Scenario | NJ | Coal with CCS | Coal with CCS | Coal with CCS | Capacity | MW | 0 | 0 | 0 | 0 | 0 | 0 | 0
Case B Exploratory Policy Scenario | NJ | Combined Cycle | Combined Cycle | Combined Cycle | Capacity | MW | 7360.779 | 7360.779 | 7360.779 | 7360.779 | 7360.779 | 7360.779 | 7360.779
Case B Exploratory Policy Scenario | NJ | Combustion Turbine | Combustion Turbine | Combustion Turbine | Capacity | MW | 1953.08 | 1953.08 | 1953.08 | 1953.08 | 1953.08 | 1953.08 | 1953.08
Case B Exploratory Policy Scenario | NJ | Oil/Gas | Oil/Gas | Oil/Gas | Capacity | MW | 0.6 | 0.6 | 0.6 | 0.6 | 0.6 | 0.6 | 0.6
Case B Exploratory Policy Scenario | NJ | Other | Other | Other | Capacity | MW | 0 | 0 | 0 | 0 | 0 | 0 | 0
Case B Exploratory Policy Scenario | NJ | Nuclear | Nuclear | Nuclear | Capacity | MW | 3500 | 3500 | 3500 | 3500 | 2326 | 2326 | 2326
Case B Exploratory Policy Scenario | NJ | Hydro | Hydro | Hydro | Capacity | MW | 404.8 | 404.8 | 404.8 | 404.8 | 404.8 | 404.8 | 404.8
Case B Exploratory Policy Scenario | NJ | Solar PV | Solar PV | Solar PV | Capacity | MW | 1409.281 | 1739.581 | 1739.581 | 1739.581 | 1739.581 | 1739.581 | 1739.581
Case B Exploratory Policy Scenario | NJ | Onshore Wind | Onshore Wind | Onshore Wind | Capacity | MW | 9 | 9 | 9 | 9 | 9 | 9 | 9
Case B Exploratory Policy Scenario | NJ | Battery Storage | Battery Storage | Battery Storage | Capacity | MW | 145.3 | 195.3 | 195.3 | 195.3 | 195.3 | 195.3 | 195.3
Case B Exploratory Policy Scenario | NJ | Other RE | Other RE | Other RE | Capacity | MW | 251.331 | 218.875 | 218.875 | 210.875 | 210.875 | 210.875 | 210.875
Case B Exploratory Policy Scenario | NJ | Combined Cycle | New Combined Cycle | New Combined Cycle | Capacity | MW | 0 | 0 | 0 | 0 | 0 | 0 | 0
Case B Exploratory Policy Scenario | NJ | Combustion Turbine | New Combustion Turbine | New Combustion Turbine | Capacity | MW | 0 | 0 | 5 | 5 | 5 | 5 | 5
Case B Exploratory Policy Scenario | NJ | Other | New Other | New Other | Capacity | MW | 0 | 0 | 0 | 0 | 0 | 0 | 0
Case B Exploratory Policy Scenario | NJ | Other RE | New Other RE | New Other RE | Capacity | MW | 0 | 0 | 0 | 0 | 0 | 0 | 0
Case B Exploratory Policy Scenario | NJ | Solar PV | New Solar PV | New Solar PV | Capacity | MW | 0 | 0 | 0 | 0 | 0 | 0 | 3021.2514
Case B Exploratory Policy Scenario | NJ | Onshore Wind | New Onshore Wind | New Onshore Wind | Capacity | MW | 0 | 0 | 0 | 0 | 0 | 0 | 0
Case B Exploratory Policy Scenario | NJ | Offshore Wind | New Offshore Wind | New Offshore Wind | Capacity | MW | 0 | 0 | 1148 | 4890 | 7000 | 7000 | 11000
Case B Exploratory Policy Scenario | NJ | Battery Storage | New Battery Storage | New Battery Storage | Capacity | MW | 2305 | 2305 | 2305 | 2305 | 2305 | 2305 | 2305
Case B Exploratory Policy Scenario | NJ | Solar PV | New Solar PV | New Paired Solar PV | Capacity | MW | 0 | 0 | 0 | 0 | 0 | 0 | 0
Case B Exploratory Policy Scenario | NJ | Battery Storage | New Battery Storage | New Paired Battery Storage | Capacity | MW | 0 | 0 | 0 | 0 | 0 | 0 | 0
Case B Exploratory Policy Scenario | NJ | Hydrogen | New Hydrogen | New H2 CC | Capacity | MW | 0 | 0 | 0 | 0 | 0 | 0 | 0
Case B Exploratory Policy Scenario | NJ | Hydrogen | New Hydrogen | New H2 CT | Capacity | MW | 0 | 0 | 0 | 0 | 0 | 0 | 0
Case B Exploratory Policy Scenario | NJ | Retire Coal | Retire Coal | Retire Coal | Capacity | MW | 0 | 0 | 0 | 0 | 0 | 0 | 0
Case B Exploratory Policy Scenario | NJ | Retire Combined Cycle | Retire Combined Cycle | Retire Combined Cycle | Capacity | MW | 0 | 0 | 0 | 0 | 0 | 0 | 0
Case B Exploratory Policy Scenario | NJ | Retire Combustion Turbine | Retire Combustion Turbine | Retire Combustion Turbine | Capacity | MW | 0 | 0 | 0 | 0 | 0 | 0 | 0
Case B Exploratory Policy Scenario | NJ | Retire Oil/Gas | Retire Oil/Gas | Retire Oil/Gas | Capacity | MW | 0 | 0 | 0 | 0 | 0 | 0 | 0
Case B Exploratory Policy Scenario | NJ | Retire Other | Retire Other | Retire Other | Capacity | MW | 0 | 32.456 | 32.456 | 40.456 | 40.456 | 40.456 | 40.456
Case B Exploratory Policy Scenario | NJ | Retire Nuclear | Retire Nuclear | Retire Nuclear | Capacity | MW | 0 | 0 | 0 | 0 | 1174 | 1174 | 1174
Case B Exploratory Policy Scenario | NY | Coal | Coal | Coal | Capacity | MW | 0 | 0 | 0 | 0 | 0 | 0 | 0
Case B Exploratory Policy Scenario | NY | Coal with CCS | Coal with CCS | Coal with CCS | Capacity | MW | 0 | 0 | 0 | 0 | 0 | 0 | 0
Case B Exploratory Policy Scenario | NY | Combined Cycle | Combined Cycle | Combined Cycle | Capacity | MW | 11173.9379 | 10568.1118 | 10568.1118 | 10568.1118 | 10568.1118 | 10568.1118 | 10568.1118
Case B Exploratory Policy Scenario | NY | Combustion Turbine | Combustion Turbine | Combustion Turbine | Capacity | MW | 4215.542 | 4113.242 | 4113.242 | 3211.742 | 1867.492 | 1867.492 | 7489.242
Case B Exploratory Policy Scenario | NY | Oil/Gas | Oil/Gas | Oil/Gas | Capacity | MW | 10594.4531 | 10100.0374 | 6202.7743 | 6202.7743 | 442.1916 | 46.5 | 46.5
Case B Exploratory Policy Scenario | NY | Other | Other | Other | Capacity | MW | 0 | 0 | 0 | 0 | 0 | 0 | 0
Case B Exploratory Policy Scenario | NY | Nuclear | Nuclear | Nuclear | Capacity | MW | 3333.6 | 3333.6 | 3333.6 | 3333.6 | 3333.6 | 3333.6 | 3333.6
Case B Exploratory Policy Scenario | NY | Hydro | Hydro | Hydro | Capacity | MW | 5704.745 | 5704.745 | 5704.745 | 5704.745 | 5704.745 | 5704.745 | 5704.745
Case B Exploratory Policy Scenario | NY | Solar PV | Solar PV | Solar PV | Capacity | MW | 13433 | 19828 | 22339 | 25088 | 29213 | 34259 | 41831
Case B Exploratory Policy Scenario | NY | Onshore Wind | Onshore Wind | Onshore Wind | Capacity | MW | 4055 | 4190 | 8234 | 9571 | 11579 | 12801 | 14634
Case B Exploratory Policy Scenario | NY | Offshore Wind | Offshore Wind | Offshore Wind | Capacity | MW | 1054 | 4142 | 6200 | 8126 | 11015 | 12551 | 14855
Case B Exploratory Policy Scenario | NY | Battery Storage | Battery Storage | Battery Storage | Capacity | MW | 1802 | 2702 | 3302 | 6409.85 | 11071.65 | 12382.01 | 14347.56
Case B Exploratory Policy Scenario | NY | Other RE | Other RE | Other RE | Capacity | MW | 516.165 | 516.165 | 516.165 | 516.165 | 516.165 | 516.165 | 106.3
Case B Exploratory Policy Scenario | NY | Combined Cycle | New Combined Cycle | New Combined Cycle | Capacity | MW | 0 | 0 | 0 | 0 | 0 | 0 | 0
Case B Exploratory Policy Scenario | NY | Combustion Turbine | New Combustion Turbine | New Combustion Turbine | Capacity | MW | 0 | 0 | 0 | 0 | 0 | 0 | 0
Case B Exploratory Policy Scenario | NY | Other | New Other | New Other | Capacity | MW | 0 | 0 | 0 | 0 | 0 | 0 | 0
Case B Exploratory Policy Scenario | NY | Other RE | New Other RE | New Other RE | Capacity | MW | 0 | 0 | 0 | 0 | 161.2964 | 161.2964 | 161.2964
Case B Exploratory Policy Scenario | NY | Solar PV | New Solar PV | New Solar PV | Capacity | MW | 0 | 0 | 0 | 0 | 0 | 0 | 0
Case B Exploratory Policy Scenario | NY | Onshore Wind | New Onshore Wind | New Onshore Wind | Capacity | MW | 0 | 0 | 0 | 0 | 0 | 0 | 0
Case B Exploratory Policy Scenario | NY | Offshore Wind | New Offshore Wind | New Offshore Wind | Capacity | MW | 0 | 0 | 0 | 0 | 0 | 0 | 0
Case B Exploratory Policy Scenario | NY | Battery Storage | New Battery Storage | New Battery Storage | Capacity | MW | 0 | 0 | 0 | 0 | 0 | 0 | 4.1314
Case B Exploratory Policy Scenario | NY | Solar PV | New Solar PV | New Paired Solar PV | Capacity | MW | 0 | 0 | 0 | 0 | 0 | 0 | 0
Case B Exploratory Policy Scenario | NY | Battery Storage | New Battery Storage | New Paired Battery Storage | Capacity | MW | 0 | 0 | 0 | 0 | 0 | 0 | 0
Case B Exploratory Policy Scenario | NY | Hydrogen | New Hydrogen | New H2 CC | Capacity | MW | 0 | 0 | 0 | 0 | 0 | 0 | 0
Case B Exploratory Policy Scenario | NY | Hydrogen | New Hydrogen | New H2 CT | Capacity | MW | 0 | 0 | 0 | 0 | 0 | 0 | 0
Case B Exploratory Policy Scenario | NY | Retire Coal | Retire Coal | Retire Coal | Capacity | MW | 0 | 0 | 0 | 0 | 0 | 0 | 0
Case B Exploratory Policy Scenario | NY | Retire Combined Cycle | Retire Combined Cycle | Retire Combined Cycle | Capacity | MW | 8.1251 | 613.9512 | 613.9512 | 613.9512 | 613.9512 | 613.9512 | 613.9512
Case B Exploratory Policy Scenario | NY | Retire Combustion Turbine | Retire Combustion Turbine | Retire Combustion Turbine | Capacity | MW | 0 | 28 | 28 | 28 | 1040.1 | 1040.1 | 1040.1
Case B Exploratory Policy Scenario | NY | Retire Oil/Gas | Retire Oil/Gas | Retire Oil/Gas | Capacity | MW | 266.7469 | 761.1626 | 4658.4257 | 4658.4257 | 10419.0084 | 10814.7 | 10814.7
Case B Exploratory Policy Scenario | NY | Retire Other | Retire Other | Retire Other | Capacity | MW | 0 | 0 | 0 | 0 | 0 | 0 | 0
Case B Exploratory Policy Scenario | NY | Retire Nuclear | Retire Nuclear | Retire Nuclear | Capacity | MW | 0 | 0 | 0 | 0 | 0 | 0 | 0
Case B Exploratory Policy Scenario | RI | Coal | Coal | Coal | Capacity | MW | 0 | 0 | 0 | 0 | 0 | 0 | 0
Case B Exploratory Policy Scenario | RI | Coal with CCS | Coal with CCS | Coal with CCS | Capacity | MW | 0 | 0 | 0 | 0 | 0 | 0 | 0
Case B Exploratory Policy Scenario | RI | Combined Cycle | Combined Cycle | Combined Cycle | Capacity | MW | 1812.772 | 1812.772 | 1812.772 | 1812.772 | 1812.772 | 1812.772 | 1812.772
Case B Exploratory Policy Scenario | RI | Combustion Turbine | Combustion Turbine | Combustion Turbine | Capacity | MW | 9.56 | 3.96 | 3.96 | 3.96 | 3.96 | 3.96 | 3.96
Case B Exploratory Policy Scenario | RI | Oil/Gas | Oil/Gas | Oil/Gas | Capacity | MW | 0 | 0 | 0 | 0 | 0 | 0 | 0
Case B Exploratory Policy Scenario | RI | Other | Other | Other | Capacity | MW | 0 | 0 | 0 | 0 | 0 | 0 | 0
Case B Exploratory Policy Scenario | RI | Nuclear | Nuclear | Nuclear | Capacity | MW | 0 | 0 | 0 | 0 | 0 | 0 | 0
Case B Exploratory Policy Scenario | RI | Hydro | Hydro | Hydro | Capacity | MW | 3.156 | 3.156 | 3.156 | 3.156 | 3.156 | 3.156 | 3.156
Case B Exploratory Policy Scenario | RI | Solar PV | Solar PV | Solar PV | Capacity | MW | 244.8 | 244.8 | 244.8 | 244.8 | 244.8 | 244.8 | 244.8
Case B Exploratory Policy Scenario | RI | Onshore Wind | Onshore Wind | Onshore Wind | Capacity | MW | 54.5 | 54.5 | 54.5 | 54.5 | 54.5 | 54.5 | 54.5
Case B Exploratory Policy Scenario | RI | Battery Storage | Battery Storage | Battery Storage | Capacity | MW | 0 | 0 | 0 | 0 | 0 | 0 | 0
Case B Exploratory Policy Scenario | RI | Other RE | Other RE | Other RE | Capacity | MW | 55.543 | 53.863 | 53.863 | 53.863 | 53.863 | 53.863 | 53.863
Case B Exploratory Policy Scenario | RI | Combined Cycle | New Combined Cycle | New Combined Cycle | Capacity | MW | 0 | 0 | 0 | 0 | 0 | 0 | 0
Case B Exploratory Policy Scenario | RI | Combustion Turbine | New Combustion Turbine | New Combustion Turbine | Capacity | MW | 0 | 0 | 0 | 0 | 0 | 0 | 0
Case B Exploratory Policy Scenario | RI | Other | New Other | New Other | Capacity | MW | 0 | 0 | 0 | 0 | 0 | 0 | 0
Case B Exploratory Policy Scenario | RI | Other RE | New Other RE | New Other RE | Capacity | MW | 0 | 0 | 0 | 0 | 0 | 0 | 0
Case B Exploratory Policy Scenario | RI | Solar PV | New Solar PV | New Solar PV | Capacity | MW | 0 | 0 | 0 | 0 | 0 | 0 | 4971.7512
Case B Exploratory Policy Scenario | RI | Onshore Wind | New Onshore Wind | New Onshore Wind | Capacity | MW | 0 | 0 | 0 | 0 | 0 | 0 | 0
Case B Exploratory Policy Scenario | RI | Offshore Wind | New Offshore Wind | New Offshore Wind | Capacity | MW | 430 | 430 | 1430 | 1430 | 1430 | 1430 | 1430
Case B Exploratory Policy Scenario | RI | Battery Storage | New Battery Storage | New Battery Storage | Capacity | MW | 0 | 0 | 0 | 0 | 0 | 0 | 0
Case B Exploratory Policy Scenario | RI | Solar PV | New Solar PV | New Paired Solar PV | Capacity | MW | 0 | 0 | 0 | 0 | 0 | 0 | 1919.7757
Case B Exploratory Policy Scenario | RI | Battery Storage | New Battery Storage | New Paired Battery Storage | Capacity | MW | 0 | 0 | 0 | 0 | 0 | 0 | 1151.8654
Case B Exploratory Policy Scenario | RI | Hydrogen | New Hydrogen | New H2 CC | Capacity | MW | 0 | 0 | 0 | 0 | 0 | 0 | 0
Case B Exploratory Policy Scenario | RI | Hydrogen | New Hydrogen | New H2 CT | Capacity | MW | 0 | 0 | 0 | 0 | 0 | 0 | 0
Case B Exploratory Policy Scenario | RI | Retire Coal | Retire Coal | Retire Coal | Capacity | MW | 0 | 0 | 0 | 0 | 0 | 0 | 0
Case B Exploratory Policy Scenario | RI | Retire Combined Cycle | Retire Combined Cycle | Retire Combined Cycle | Capacity | MW | 0 | 0 | 0 | 0 | 0 | 0 | 0
Case B Exploratory Policy Scenario | RI | Retire Combustion Turbine | Retire Combustion Turbine | Retire Combustion Turbine | Capacity | MW | 0 | 5.6 | 5.6 | 5.6 | 5.6 | 5.6 | 5.6
Case B Exploratory Policy Scenario | RI | Retire Oil/Gas | Retire Oil/Gas | Retire Oil/Gas | Capacity | MW | 0 | 0 | 0 | 0 | 0 | 0 | 0
Case B Exploratory Policy Scenario | RI | Retire Other | Retire Other | Retire Other | Capacity | MW | 0 | 1.68 | 1.68 | 1.68 | 1.68 | 1.68 | 1.68
Case B Exploratory Policy Scenario | RI | Retire Nuclear | Retire Nuclear | Retire Nuclear | Capacity | MW | 0 | 0 | 0 | 0 | 0 | 0 | 0
Case B Exploratory Policy Scenario | VT | Coal | Coal | Coal | Capacity | MW | 0 | 0 | 0 | 0 | 0 | 0 | 0
Case B Exploratory Policy Scenario | VT | Coal with CCS | Coal with CCS | Coal with CCS | Capacity | MW | 0 | 0 | 0 | 0 | 0 | 0 | 0
Case B Exploratory Policy Scenario | VT | Combined Cycle | Combined Cycle | Combined Cycle | Capacity | MW | 0 | 0 | 0 | 0 | 0 | 0 | 0
Case B Exploratory Policy Scenario | VT | Combustion Turbine | Combustion Turbine | Combustion Turbine | Capacity | MW | 141.839 | 127.794 | 127.794 | 127.794 | 127.794 | 127.794 | 127.794
Case B Exploratory Policy Scenario | VT | Oil/Gas | Oil/Gas | Oil/Gas | Capacity | MW | 0 | 0 | 0 | 0 | 0 | 0 | 0
Case B Exploratory Policy Scenario | VT | Other | Other | Other | Capacity | MW | 0 | 0 | 0 | 0 | 0 | 0 | 0
Case B Exploratory Policy Scenario | VT | Nuclear | Nuclear | Nuclear | Capacity | MW | 0 | 0 | 0 | 0 | 0 | 0 | 0
Case B Exploratory Policy Scenario | VT | Hydro | Hydro | Hydro | Capacity | MW | 319.202 | 319.202 | 319.202 | 319.202 | 319.202 | 319.202 | 319.202
Case B Exploratory Policy Scenario | VT | Solar PV | Solar PV | Solar PV | Capacity | MW | 140.52 | 230.52 | 230.52 | 230.52 | 230.52 | 230.52 | 230.52
Case B Exploratory Policy Scenario | VT | Onshore Wind | Onshore Wind | Onshore Wind | Capacity | MW | 151.2 | 151.2 | 151.2 | 151.2 | 151.2 | 151.2 | 151.2
Case B Exploratory Policy Scenario | VT | Battery Storage | Battery Storage | Battery Storage | Capacity | MW | 0 | 0 | 0 | 0 | 0 | 0 | 0
Case B Exploratory Policy Scenario | VT | Other RE | Other RE | Other RE | Capacity | MW | 75.7 | 3.7 | 3.7 | 3.7 | 3.7 | 3.7 | 3.7
Case B Exploratory Policy Scenario | VT | Combined Cycle | New Combined Cycle | New Combined Cycle | Capacity | MW | 0 | 0 | 0 | 0 | 0 | 0 | 0
Case B Exploratory Policy Scenario | VT | Combustion Turbine | New Combustion Turbine | New Combustion Turbine | Capacity | MW | 0 | 0 | 0 | 0 | 0 | 0 | 0
Case B Exploratory Policy Scenario | VT | Other | New Other | New Other | Capacity | MW | 0 | 0 | 0 | 0 | 0 | 0 | 0
Case B Exploratory Policy Scenario | VT | Other RE | New Other RE | New Other RE | Capacity | MW | 0 | 0 | 0 | 0 | 0 | 0 | 0
Case B Exploratory Policy Scenario | VT | Solar PV | New Solar PV | New Solar PV | Capacity | MW | 0 | 0 | 0 | 0 | 0 | 0 | 0
Case B Exploratory Policy Scenario | VT | Onshore Wind | New Onshore Wind | New Onshore Wind | Capacity | MW | 0 | 0 | 2596 | 3292 | 5887 | 6014 | 6014
Case B Exploratory Policy Scenario | VT | Offshore Wind | New Offshore Wind | New Offshore Wind | Capacity | MW | 0 | 0 | 0 | 0 | 0 | 0 | 0
Case B Exploratory Policy Scenario | VT | Battery Storage | New Battery Storage | New Battery Storage | Capacity | MW | 0 | 0 | 0 | 0 | 0 | 0 | 0
Case B Exploratory Policy Scenario | VT | Solar PV | New Solar PV | New Paired Solar PV | Capacity | MW | 0 | 0 | 0 | 0 | 90 | 2209.7176 | 2317.3205
Case B Exploratory Policy Scenario | VT | Battery Storage | New Battery Storage | New Paired Battery Storage | Capacity | MW | 0 | 0 | 0 | 0 | 54 | 1325.8306 | 1390.3923
Case B Exploratory Policy Scenario | VT | Hydrogen | New Hydrogen | New H2 CC | Capacity | MW | 0 | 0 | 0 | 0 | 0 | 0 | 0
Case B Exploratory Policy Scenario | VT | Hydrogen | New Hydrogen | New H2 CT | Capacity | MW | 0 | 0 | 0 | 0 | 0 | 0 | 0
Case B Exploratory Policy Scenario | VT | Retire Coal | Retire Coal | Retire Coal | Capacity | MW | 0 | 0 | 0 | 0 | 0 | 0 | 0
Case B Exploratory Policy Scenario | VT | Retire Combined Cycle | Retire Combined Cycle | Retire Combined Cycle | Capacity | MW | 0 | 0 | 0 | 0 | 0 | 0 | 0
Case B Exploratory Policy Scenario | VT | Retire Combustion Turbine | Retire Combustion Turbine | Retire Combustion Turbine | Capacity | MW | 0 | 0 | 0 | 0 | 0 | 0 | 0
Case B Exploratory Policy Scenario | VT | Retire Oil/Gas | Retire Oil/Gas | Retire Oil/Gas | Capacity | MW | 0 | 0 | 0 | 0 | 0 | 0 | 0
Case B Exploratory Policy Scenario | VT | Retire Other | Retire Other | Retire Other | Capacity | MW | 0 | 72 | 72 | 72 | 72 | 72 | 72
Case B Exploratory Policy Scenario | VT | Retire Nuclear | Retire Nuclear | Retire Nuclear | Capacity | MW | 0 | 0 | 0 | 0 | 0 | 0 | 0
Case B Exploratory Policy Scenario | NY | Imports | Imports Zone D (HQ) | 122739 | Capacity | MW | 1485 | 1485 | 1485 | 1485 | 1485 | 1485 | 1485
Case B Exploratory Policy Scenario | NY | Imports | Imports Zone J (CHPE) | 122738 | Capacity | MW | 0 | 1250 | 1250 | 1250 | 1250 | 1250 | 1250
Case B Exploratory Policy Scenario | MA | Imports | Clean Energy Connect Import | 4390 | Capacity | MW | 0 | 1200 | 1200 | 1200 | 1200 | 1200 | 1200
Case B Exploratory Policy Scenario | CT | Imports | Imports |  | Capacity | MW | 0 | 0 | 0 | 0 | 0 | 0 | 0
Case B Exploratory Policy Scenario | DE | Imports | Imports |  | Capacity | MW | 0 | 0 | 0 | 0 | 0 | 0 | 0
Case B Exploratory Policy Scenario | ME | Imports | Imports |  | Capacity | MW | 0 | 0 | 0 | 0 | 0 | 0 | 0
Case B Exploratory Policy Scenario | MD | Imports | Imports |  | Capacity | MW | 0 | 0 | 0 | 0 | 0 | 0 | 0
Case B Exploratory Policy Scenario | NH | Imports | Imports |  | Capacity | MW | 0 | 0 | 0 | 0 | 0 | 0 | 0
Case B Exploratory Policy Scenario | NJ | Imports | Imports |  | Capacity | MW | 0 | 0 | 0 | 0 | 0 | 0 | 0
Case B Exploratory Policy Scenario | RI | Imports | Imports |  | Capacity | MW | 0 | 0 | 0 | 0 | 0 | 0 | 0
Case B Exploratory Policy Scenario | VT | Imports | Imports |  | Capacity | MW | 0 | 0 | 0 | 0 | 0 | 0 | 0
Case B Exploratory Policy Scenario | 10-State Contributions | Imports | Imports Zone D (HQ) | 122739 | Capacity | MW | 1485 | 1485 | 1485 | 1485 | 1485 | 1485 | 1485
Case B Exploratory Policy Scenario | 10-State Contributions | Imports | Imports Zone J (CHPE) | 122738 | Capacity | MW | 0 | 1250 | 1250 | 1250 | 1250 | 1250 | 1250
Case B Exploratory Policy Scenario | 10-State Contributions | Imports | Clean Energy Connect Import | 4390 | Capacity | MW | 0 | 1200 | 1200 | 1200 | 1200 | 1200 | 1200
Case B Exploratory Policy Scenario | CT | Coal | Coal | Coal | Generation | GWh | 0 | 0 | 0 | 0 | 0 | 0 | 0
Case B Exploratory Policy Scenario | CT | Coal with CCS | Coal with CCS | Coal with CCS | Generation | GWh | 0 | 0 | 0 | 0 | 0 | 0 | 0
Case B Exploratory Policy Scenario | CT | Combined Cycle | Combined Cycle | Combined Cycle | Generation | GWh | 18470.009 | 17688.2373 | 8295.4589 | 8562.3634 | 9112.065 | 8462.2825 | 0
Case B Exploratory Policy Scenario | CT | Combustion Turbine | Combustion Turbine | Combustion Turbine | Generation | GWh | 0 | 4.455 | 0 | 4.455 | 8.1725 | 4.455 | 0
Case B Exploratory Policy Scenario | CT | Oil/Gas | Oil/Gas | Oil/Gas | Generation | GWh | 0 | 0 | 0 | 0 | 0 | 0 | 0
Case B Exploratory Policy Scenario | CT | Other | Other | Other | Generation | GWh | 49.056 | 49.056 | 49.056 | 49.056 | 49.056 | 49.056 | 49.056
Case B Exploratory Policy Scenario | CT | Nuclear | Nuclear | Nuclear | Generation | GWh | 16661.5627 | 16661.5627 | 16661.5627 | 16661.5627 | 16661.5627 | 16661.5627 | 16661.5627
Case B Exploratory Policy Scenario | CT | Hydro | Hydro | Hydro | Generation | GWh | 545.9029 | 537.8104 | 538.7351 | 538.6671 | 537.8614 | 538.7351 | 539.1376
Case B Exploratory Policy Scenario | CT | Solar PV | Solar PV | Solar PV | Generation | GWh | 902.3652 | 902.3652 | 902.3652 | 902.3652 | 902.3652 | 902.3652 | 902.3652
Case B Exploratory Policy Scenario | CT | Onshore Wind | Onshore Wind | Onshore Wind | Generation | GWh | 14.4408 | 14.4408 | 14.4408 | 14.4408 | 14.4408 | 14.4408 | 14.4408
Case B Exploratory Policy Scenario | CT | Battery Storage | Battery Storage | Battery Storage | Generation | GWh | 0 | 30.3874 | 2.8736 | 20.0718 | 53.1391 | 19.3796 | 112.618
Case B Exploratory Policy Scenario | CT | Other RE | Other RE | Other RE | Generation | GWh | 1862.0663 | 1748.8533 | 1748.8533 | 1748.8533 | 1748.8533 | 1748.8533 | 49.2935
Case B Exploratory Policy Scenario | CT | Combined Cycle | New Combined Cycle | New Combined Cycle | Generation | GWh | 0 | 0 | 0 | 0 | 0 | 0 | 0
Case B Exploratory Policy Scenario | CT | Combustion Turbine | New Combustion Turbine | New Combustion Turbine | Generation | GWh | 0 | 0 | 0 | 0 | 0 | 0 | 0
Case B Exploratory Policy Scenario | CT | Other | New Other | New Other | Generation | GWh | 0 | 0 | 0 | 0 | 0 | 0 | 0
Case B Exploratory Policy Scenario | CT | Other RE | New Other RE | New Other RE | Generation | GWh | 0 | 0 | 0 | 0 | 342.7584 | 342.7584 | 342.7584
Case B Exploratory Policy Scenario | CT | Solar PV | New Solar PV | New Solar PV | Generation | GWh | 0 | 0 | 0 | 0 | 0 | 0 | 0
Case B Exploratory Policy Scenario | CT | Onshore Wind | New Onshore Wind | New Onshore Wind | Generation | GWh | 0 | 0 | 0 | 0 | 0 | 0 | 0
Case B Exploratory Policy Scenario | CT | Offshore Wind | New Offshore Wind | New Offshore Wind | Generation | GWh | 418.3982 | 1251.6288 | 6065.7702 | 6065.7702 | 6065.7702 | 6065.7702 | 6065.7702
Case B Exploratory Policy Scenario | CT | Battery Storage | New Battery Storage | New Battery Storage | Generation | GWh | 162.0821 | 505.52 | 907.89 | 903.12 | 1052.2693 | 1051.7803 | 951.2938
Case B Exploratory Policy Scenario | CT | Solar PV | New Solar PV | New Paired Solar PV | Generation | GWh | 0 | 0 | 0 | 0 | 0 | 0 | 8480.2326
Case B Exploratory Policy Scenario | CT | Battery Storage | New Battery Storage | New Paired Battery Storage | Generation | GWh | 0 | 0 | 0 | 0 | 0 | 0 | 3629.0378
Case B Exploratory Policy Scenario | CT | Hydrogen | New Hydrogen | New H2 CC | Generation | GWh | 0 | 0 | 0 | 0 | 0 | 0 | 0
Case B Exploratory Policy Scenario | CT | Hydrogen | New Hydrogen | New H2 CT | Generation | GWh | 0 | 0 | 0 | 0 | 0 | 0 | 0
Case B Exploratory Policy Scenario | DE | Coal | Coal | Coal | Generation | GWh | 279 | 0 | 0 | 0 | 0 | 0 | 0
Case B Exploratory Policy Scenario | DE | Coal with CCS | Coal with CCS | Coal with CCS | Generation | GWh | 0 | 0 | 0 | 0 | 0 | 0 | 0
Case B Exploratory Policy Scenario | DE | Combined Cycle | Combined Cycle | Combined Cycle | Generation | GWh | 4816.485 | 2900.1791 | 2340.4615 | 802.172 | 1118.8593 | 802.172 | 119.9
Case B Exploratory Policy Scenario | DE | Combustion Turbine | Combustion Turbine | Combustion Turbine | Generation | GWh | 115.1844 | 67.158 | 30.03 | 0 | 0 | 0 | 3.41
Case B Exploratory Policy Scenario | DE | Oil/Gas | Oil/Gas | Oil/Gas | Generation | GWh | 46.5156 | 66 | 60.387 | 30.4884 | 30.4884 | 31.832 | 17.0504
Case B Exploratory Policy Scenario | DE | Other | Other | Other | Generation | GWh | 0 | 0 | 0 | 0 | 0 | 0 | 0
Case B Exploratory Policy Scenario | DE | Nuclear | Nuclear | Nuclear | Generation | GWh | 0 | 0 | 0 | 0 | 0 | 0 | 0
Case B Exploratory Policy Scenario | DE | Hydro | Hydro | Hydro | Generation | GWh | 0 | 0 | 0 | 0 | 0 | 0 | 0
Case B Exploratory Policy Scenario | DE | Solar PV | Solar PV | Solar PV | Generation | GWh | 551.5145 | 551.5145 | 551.5145 | 551.5145 | 551.5145 | 551.5145 | 551.5145
Case B Exploratory Policy Scenario | DE | Onshore Wind | Onshore Wind | Onshore Wind | Generation | GWh | 5.3733 | 5.3733 | 5.3733 | 5.3733 | 5.3733 | 5.3733 | 5.3733
Case B Exploratory Policy Scenario | DE | Battery Storage | Battery Storage | Battery Storage | Generation | GWh | 0 | 0 | 0 | 0 | 0 | 0 | 0
Case B Exploratory Policy Scenario | DE | Other RE | Other RE | Other RE | Generation | GWh | 276.4242 | 114.4353 | 43.173 | 42.5322 | 42.5322 | 43.173 | 54.4671
Case B Exploratory Policy Scenario | DE | Combined Cycle | New Combined Cycle | New Combined Cycle | Generation | GWh | 0 | 0 | 0 | 0 | 0 | 0 | 0
Case B Exploratory Policy Scenario | DE | Combustion Turbine | New Combustion Turbine | New Combustion Turbine | Generation | GWh | 0 | 0 | 190.3014 | 2.0618 | 10.824 | 73.964 | 201.597
Case B Exploratory Policy Scenario | DE | Other | New Other | New Other | Generation | GWh | 0 | 0 | 0 | 0 | 0 | 0 | 0
Case B Exploratory Policy Scenario | DE | Other RE | New Other RE | New Other RE | Generation | GWh | 0 | 0 | 0 | 0 | 0 | 0 | 0
Case B Exploratory Policy Scenario | DE | Solar PV | New Solar PV | New Solar PV | Generation | GWh | 0 | 0 | 0 | 0 | 0 | 0 | 2746.3478
Case B Exploratory Policy Scenario | DE | Onshore Wind | New Onshore Wind | New Onshore Wind | Generation | GWh | 0 | 0 | 0 | 0 | 0 | 0 | 0
Case B Exploratory Policy Scenario | DE | Offshore Wind | New Offshore Wind | New Offshore Wind | Generation | GWh | 0 | 0 | 0 | 0 | 0 | 0 | 0
Case B Exploratory Policy Scenario | DE | Battery Storage | New Battery Storage | New Battery Storage | Generation | GWh | 0 | 0 | 0 | 0 | 0 | 0 | 0
Case B Exploratory Policy Scenario | DE | Solar PV | New Solar PV | New Paired Solar PV | Generation | GWh | 0 | 0 | 0 | 0 | 0 | 0 | 0
Case B Exploratory Policy Scenario | DE | Battery Storage | New Battery Storage | New Paired Battery Storage | Generation | GWh | 0 | 0 | 0 | 0 | 0 | 0 | 0
Case B Exploratory Policy Scenario | DE | Hydrogen | New Hydrogen | New H2 CC | Generation | GWh | 0 | 0 | 0 | 0 | 0 | 0 | 0
Case B Exploratory Policy Scenario | DE | Hydrogen | New Hydrogen | New H2 CT | Generation | GWh | 0 | 0 | 0 | 0 | 0 | 0 | 0
Case B Exploratory Policy Scenario | ME | Coal | Coal | Coal | Generation | GWh | 0 | 0 | 0 | 0 | 0 | 0 | 0
Case B Exploratory Policy Scenario | ME | Coal with CCS | Coal with CCS | Coal with CCS | Generation | GWh | 0 | 0 | 0 | 0 | 0 | 0 | 0
Case B Exploratory Policy Scenario | ME | Combined Cycle | Combined Cycle | Combined Cycle | Generation | GWh | 2577.2613 | 1116.0692 | 492.3301 | 868.633 | 1179.4194 | 576.9375 | 0
Case B Exploratory Policy Scenario | ME | Combustion Turbine | Combustion Turbine | Combustion Turbine | Generation | GWh | 0 | 0 | 0 | 0 | 27.5176 | 0 | 0
Case B Exploratory Policy Scenario | ME | Oil/Gas | Oil/Gas | Oil/Gas | Generation | GWh | 0 | 11.016 | 11.016 | 11.016 | 11.016 | 11.016 | 0
Case B Exploratory Policy Scenario | ME | Other | Other | Other | Generation | GWh | 0 | 0 | 0 | 0 | 0 | 0 | 0
Case B Exploratory Policy Scenario | ME | Nuclear | Nuclear | Nuclear | Generation | GWh | 0 | 0 | 0 | 0 | 0 | 0 | 0
Case B Exploratory Policy Scenario | ME | Hydro | Hydro | Hydro | Generation | GWh | 2722.6363 | 2722.6363 | 2722.6363 | 2722.6363 | 2658.4037 | 2722.6363 | 1878.5763
Case B Exploratory Policy Scenario | ME | Solar PV | Solar PV | Solar PV | Generation | GWh | 1322.9446 | 1432.5937 | 1432.5937 | 1432.5937 | 1432.5937 | 1432.5937 | 1432.5937
Case B Exploratory Policy Scenario | ME | Onshore Wind | Onshore Wind | Onshore Wind | Generation | GWh | 3759.48 | 3939.3215 | 3939.3215 | 3939.3215 | 3939.3215 | 3939.3215 | 3939.3215
Case B Exploratory Policy Scenario | ME | Battery Storage | Battery Storage | Battery Storage | Generation | GWh | 0.41056 | 2.0195 | 6.1275 | 7.5851 | 119.3411 | 48.003 | 30.1816
Case B Exploratory Policy Scenario | ME | Other RE | Other RE | Other RE | Generation | GWh | 1143.6866 | 475.4656 | 403.7922 | 417.1554 | 242.5993 | 243.9629 | 24.0935
Case B Exploratory Policy Scenario | ME | Combined Cycle | New Combined Cycle | New Combined Cycle | Generation | GWh | 0 | 0 | 0 | 0 | 0 | 0 | 0
Case B Exploratory Policy Scenario | ME | Combustion Turbine | New Combustion Turbine | New Combustion Turbine | Generation | GWh | 0 | 0 | 0 | 0 | 0 | 0 | 0
Case B Exploratory Policy Scenario | ME | Other | New Other | New Other | Generation | GWh | 0 | 0 | 0 | 0 | 0 | 0 | 0
Case B Exploratory Policy Scenario | ME | Other RE | New Other RE | New Other RE | Generation | GWh | 0 | 0 | 0 | 0 | 0 | 0 | 0
Case B Exploratory Policy Scenario | ME | Solar PV | New Solar PV | New Solar PV | Generation | GWh | 0 | 0 | 0 | 0 | 0 | 0 | 0
Case B Exploratory Policy Scenario | ME | Onshore Wind | New Onshore Wind | New Onshore Wind | Generation | GWh | 0 | 2325.9868 | 6502.6006 | 6502.6006 | 10204.3059 | 10681.4333 | 11226.4087
Case B Exploratory Policy Scenario | ME | Offshore Wind | New Offshore Wind | New Offshore Wind | Generation | GWh | 51.1276 | 51.1276 | 51.1276 | 51.1276 | 51.1276 | 51.1276 | 10956.0433
Case B Exploratory Policy Scenario | ME | Battery Storage | New Battery Storage | New Battery Storage | Generation | GWh | 27.2133 | 119.626 | 153.0452 | 152.5449 | 225.4507 | 221.7655 | 134.4534
Case B Exploratory Policy Scenario | ME | Solar PV | New Solar PV | New Paired Solar PV | Generation | GWh | 0 | 0 | 0 | 0 | 0 | 0 | 0
Case B Exploratory Policy Scenario | ME | Battery Storage | New Battery Storage | New Paired Battery Storage | Generation | GWh | 0 | 0 | 0 | 0 | 0 | 0 | 0
Case B Exploratory Policy Scenario | ME | Hydrogen | New Hydrogen | New H2 CC | Generation | GWh | 0 | 0 | 0 | 0 | 0 | 0 | 0
Case B Exploratory Policy Scenario | ME | Hydrogen | New Hydrogen | New H2 CT | Generation | GWh | 0 | 0 | 0 | 0 | 0 | 0 | 0
Case B Exploratory Policy Scenario | MD | Coal | Coal | Coal | Generation | GWh | 1905.3196 | 0 | 0 | 0 | 0 | 0 | 0
Case B Exploratory Policy Scenario | MD | Coal with CCS | Coal with CCS | Coal with CCS | Generation | GWh | 0 | 0 | 0 | 0 | 0 | 0 | 0
Case B Exploratory Policy Scenario | MD | Combined Cycle | Combined Cycle | Combined Cycle | Generation | GWh | 11737.8923 | 7297.6935 | 7508.9308 | 7723.0817 | 9729.0851 | 4600.478 | 1381.953
Case B Exploratory Policy Scenario | MD | Combustion Turbine | Combustion Turbine | Combustion Turbine | Generation | GWh | 64.457 | 18.1016 | 15.2908 | 10.7028 | 6.5178 | 10.7028 | 28.0422
Case B Exploratory Policy Scenario | MD | Oil/Gas | Oil/Gas | Oil/Gas | Generation | GWh | 0 | 0 | 0 | 0 | 0 | 0 | 0
Case B Exploratory Policy Scenario | MD | Other | Other | Other | Generation | GWh | 0 | 0 | 0 | 0 | 0 | 0 | 0
Case B Exploratory Policy Scenario | MD | Nuclear | Nuclear | Nuclear | Generation | GWh | 14796.3086 | 14796.3086 | 14796.3086 | 14796.3086 | 14796.3086 | 14796.3086 | 14796.3086
Case B Exploratory Policy Scenario | MD | Hydro | Hydro | Hydro | Generation | GWh | 1814.9909 | 1814.9909 | 1814.9909 | 1814.9909 | 1814.9909 | 1814.9909 | 1814.9909
Case B Exploratory Policy Scenario | MD | Solar PV | Solar PV | Solar PV | Generation | GWh | 2246.9392 | 3178.5283 | 3226.9526 | 3226.9526 | 3226.9526 | 3226.9526 | 3226.9526
Case B Exploratory Policy Scenario | MD | Onshore Wind | Onshore Wind | Onshore Wind | Generation | GWh | 706.308 | 754.6725 | 754.6725 | 754.6725 | 754.6725 | 754.6725 | 754.6725
Case B Exploratory Policy Scenario | MD | Battery Storage | Battery Storage | Battery Storage | Generation | GWh | 2.2875 | 4.1224 | 4.3074 | 2.2169 | 2.1131 | 3.8488 | 7.8908
Case B Exploratory Policy Scenario | MD | Other RE | Other RE | Other RE | Generation | GWh | 1099.4048 | 798.3668 | 595.7048 | 595.7048 | 595.7048 | 595.7048 | 595.7048
Case B Exploratory Policy Scenario | MD | Combined Cycle | New Combined Cycle | New Combined Cycle | Generation | GWh | 0 | 0 | 0 | 0 | 0 | 0 | 0
Case B Exploratory Policy Scenario | MD | Combustion Turbine | New Combustion Turbine | New Combustion Turbine | Generation | GWh | 0 | 0 | 2.088 | 0 | 0 | 2.088 | 14.268
Case B Exploratory Policy Scenario | MD | Other | New Other | New Other | Generation | GWh | 0 | 0 | 0 | 0 | 0 | 0 | 0
Case B Exploratory Policy Scenario | MD | Other RE | New Other RE | New Other RE | Generation | GWh | 0 | 0 | 0 | 0 | 0 | 0 | 0
Case B Exploratory Policy Scenario | MD | Solar PV | New Solar PV | New Solar PV | Generation | GWh | 0 | 0 | 0 | 0 | 0 | 6890.1788 | 8528.2784
Case B Exploratory Policy Scenario | MD | Onshore Wind | New Onshore Wind | New Onshore Wind | Generation | GWh | 0 | 928.3806 | 2868.869 | 2868.869 | 5113.8822 | 5113.8822 | 5113.8822
Case B Exploratory Policy Scenario | MD | Offshore Wind | New Offshore Wind | New Offshore Wind | Generation | GWh | 0 | 4079.1159 | 4079.1159 | 34965.752 | 34965.752 | 34965.752 | 34965.752
Case B Exploratory Policy Scenario | MD | Battery Storage | New Battery Storage | New Battery Storage | Generation | GWh | 569.4504 | 518.779 | 602.9534 | 491.7507 | 472.5023 | 602.9534 | 470.7786
Case B Exploratory Policy Scenario | MD | Solar PV | New Solar PV | New Paired Solar PV | Generation | GWh | 0 | 0 | 0 | 0 | 872.0722 | 2478.5638 | 13724.773
Case B Exploratory Policy Scenario | MD | Battery Storage | New Battery Storage | New Paired Battery Storage | Generation | GWh | 0 | 0 | 0 | 0 | 334.9845 | 1010.9332 | 5283.1807
Case B Exploratory Policy Scenario | MD | Hydrogen | New Hydrogen | New H2 CC | Generation | GWh | 0 | 0 | 0 | 0 | 0 | 0 | 0
Case B Exploratory Policy Scenario | MD | Hydrogen | New Hydrogen | New H2 CT | Generation | GWh | 0 | 0 | 0 | 0 | 0 | 0 | 0
Case B Exploratory Policy Scenario | MA | Coal | Coal | Coal | Generation | GWh | 0 | 0 | 0 | 0 | 0 | 0 | 0
Case B Exploratory Policy Scenario | MA | Coal with CCS | Coal with CCS | Coal with CCS | Generation | GWh | 0 | 0 | 0 | 0 | 0 | 0 | 0
Case B Exploratory Policy Scenario | MA | Combined Cycle | Combined Cycle | Combined Cycle | Generation | GWh | 13078.7762 | 12833.69 | 9171.338 | 10244.8079 | 12349.1896 | 5689.2491 | 7662.429
Case B Exploratory Policy Scenario | MA | Combustion Turbine | Combustion Turbine | Combustion Turbine | Generation | GWh | 1.753 | 3.3286 | 7.1217 | 13.9277 | 31.5888 | 15.5921 | 62.9895
Case B Exploratory Policy Scenario | MA | Oil/Gas | Oil/Gas | Oil/Gas | Generation | GWh | 0 | 2.8902 | 2.8902 | 3.2853 | 23.9385 | 2.2032 | 2.2032
Case B Exploratory Policy Scenario | MA | Other | Other | Other | Generation | GWh | 0 | 0 | 0 | 0 | 0 | 0 | 0
Case B Exploratory Policy Scenario | MA | Nuclear | Nuclear | Nuclear | Generation | GWh | 0 | 0 | 0 | 0 | 0 | 0 | 0
Case B Exploratory Policy Scenario | MA | Hydro | Hydro | Hydro | Generation | GWh | 2345.5842 | 1257.2757 | 1114.7124 | 1221.15 | 1163.0505 | 1279.3384 | 1925.4581
Case B Exploratory Policy Scenario | MA | Solar PV | Solar PV | Solar PV | Generation | GWh | 2664.415 | 2664.415 | 2664.415 | 2664.415 | 2664.415 | 2664.415 | 2664.415
Case B Exploratory Policy Scenario | MA | Onshore Wind | Onshore Wind | Onshore Wind | Generation | GWh | 304.7983 | 304.7983 | 304.7983 | 304.7983 | 304.7983 | 304.7983 | 304.7983
Case B Exploratory Policy Scenario | MA | Battery Storage | Battery Storage | Battery Storage | Generation | GWh | 5.9483 | 99.8998 | 64.6599 | 132.976 | 92.289 | 5.282 | 497.6309
Case B Exploratory Policy Scenario | MA | Other RE | Other RE | Other RE | Generation | GWh | 1984.5291 | 1842.0771 | 1842.0771 | 1842.0771 | 1842.0771 | 1842.0771 | 1842.0771
Case B Exploratory Policy Scenario | MA | Combined Cycle | New Combined Cycle | New Combined Cycle | Generation | GWh | 0 | 0 | 0 | 0 | 0 | 0 | 0
Case B Exploratory Policy Scenario | MA | Combustion Turbine | New Combustion Turbine | New Combustion Turbine | Generation | GWh | 0 | 0 | 0 | 0 | 0 | 0 | 0
Case B Exploratory Policy Scenario | MA | Other | New Other | New Other | Generation | GWh | 0 | 0 | 0 | 0 | 0 | 0 | 0
Case B Exploratory Policy Scenario | MA | Other RE | New Other RE | New Other RE | Generation | GWh | 0 | 0 | 0 | 0 | 0 | 0 | 0
Case B Exploratory Policy Scenario | MA | Solar PV | New Solar PV | New Solar PV | Generation | GWh | 0 | 0 | 0 | 0 | 0 | 0 | 12685.8147
Case B Exploratory Policy Scenario | MA | Onshore Wind | New Onshore Wind | New Onshore Wind | Generation | GWh | 0 | 0 | 0 | 0 | 0 | 0 | 0
Case B Exploratory Policy Scenario | MA | Offshore Wind | New Offshore Wind | New Offshore Wind | Generation | GWh | 3293.76 | 3293.76 | 3293.76 | 3293.76 | 3293.76 | 25067.6783 | 25067.6783
Case B Exploratory Policy Scenario | MA | Battery Storage | New Battery Storage | New Battery Storage | Generation | GWh | 425.9964 | 660.8067 | 686.3264 | 705.2106 | 545.0696 | 632.8217 | 774.1157
Case B Exploratory Policy Scenario | MA | Solar PV | New Solar PV | New Paired Solar PV | Generation | GWh | 0 | 0 | 0 | 0 | 1862.7069 | 7455.3767 | 7455.3767
Case B Exploratory Policy Scenario | MA | Battery Storage | New Battery Storage | New Paired Battery Storage | Generation | GWh | 0 | 0 | 0 | 0 | 623.5316 | 2650.9361 | 3167.7271
Case B Exploratory Policy Scenario | MA | Hydrogen | New Hydrogen | New H2 CC | Generation | GWh | 0 | 0 | 0 | 0 | 0 | 0 | 0
Case B Exploratory Policy Scenario | MA | Hydrogen | New Hydrogen | New H2 CT | Generation | GWh | 0 | 0 | 0 | 0 | 0 | 0 | 0
Case B Exploratory Policy Scenario | NH | Coal | Coal | Coal | Generation | GWh | 560.3645 | 0 | 0 | 0 | 0 | 0 | 0
Case B Exploratory Policy Scenario | NH | Coal with CCS | Coal with CCS | Coal with CCS | Generation | GWh | 0 | 0 | 0 | 0 | 0 | 0 | 0
Case B Exploratory Policy Scenario | NH | Combined Cycle | Combined Cycle | Combined Cycle | Generation | GWh | 2215.7953 | 2372.4163 | 1787.5601 | 2343.5908 | 3643.906 | 1730.4147 | 2411.9927
Case B Exploratory Policy Scenario | NH | Combustion Turbine | Combustion Turbine | Combustion Turbine | Generation | GWh | 0 | 0.86134 | 1.2643 | 1.219 | 6.8177 | 3.6298 | 11.8039
Case B Exploratory Policy Scenario | NH | Oil/Gas | Oil/Gas | Oil/Gas | Generation | GWh | 0 | 0 | 0 | 0 | 0 | 0 | 0
Case B Exploratory Policy Scenario | NH | Other | Other | Other | Generation | GWh | 0 | 0 | 0 | 0 | 0 | 0 | 0
Case B Exploratory Policy Scenario | NH | Nuclear | Nuclear | Nuclear | Generation | GWh | 10063.3808 | 10063.3808 | 10063.3808 | 10063.3808 | 10063.3808 | 10063.3808 | 10063.3808
Case B Exploratory Policy Scenario | NH | Hydro | Hydro | Hydro | Generation | GWh | 1406.0808 | 1406.0808 | 1406.0808 | 1406.0808 | 1406.0808 | 1406.0808 | 1406.0807
Case B Exploratory Policy Scenario | NH | Solar PV | Solar PV | Solar PV | Generation | GWh | 232.8486 | 232.8486 | 232.8486 | 232.8486 | 232.8486 | 232.8486 | 232.8486
Case B Exploratory Policy Scenario | NH | Onshore Wind | Onshore Wind | Onshore Wind | Generation | GWh | 666.5463 | 666.5463 | 666.5463 | 666.5463 | 666.5463 | 666.5463 | 666.5463
Case B Exploratory Policy Scenario | NH | Battery Storage | Battery Storage | Battery Storage | Generation | GWh | 0 | 0 | 0 | 0 | 0 | 0 | 0
Case B Exploratory Policy Scenario | NH | Other RE | Other RE | Other RE | Generation | GWh | 534.3508 | 287.9036 | 287.9036 | 287.9036 | 305.4811 | 194.8465 | 354.81
Case B Exploratory Policy Scenario | NH | Combined Cycle | New Combined Cycle | New Combined Cycle | Generation | GWh | 0 | 0 | 0 | 0 | 0 | 0 | 0
Case B Exploratory Policy Scenario | NH | Combustion Turbine | New Combustion Turbine | New Combustion Turbine | Generation | GWh | 0 | 0 | 0 | 0 | 0 | 0 | 0
Case B Exploratory Policy Scenario | NH | Other | New Other | New Other | Generation | GWh | 0 | 0 | 0 | 0 | 0 | 0 | 0
Case B Exploratory Policy Scenario | NH | Other RE | New Other RE | New Other RE | Generation | GWh | 0 | 0 | 0 | 0 | 0 | 0 | 0
Case B Exploratory Policy Scenario | NH | Solar PV | New Solar PV | New Solar PV | Generation | GWh | 0 | 0 | 0 | 0 | 0 | 0 | 0
Case B Exploratory Policy Scenario | NH | Onshore Wind | New Onshore Wind | New Onshore Wind | Generation | GWh | 0 | 0 | 0 | 0 | 0 | 0 | 0
Case B Exploratory Policy Scenario | NH | Offshore Wind | New Offshore Wind | New Offshore Wind | Generation | GWh | 0 | 0 | 0 | 0 | 0 | 0 | 0
Case B Exploratory Policy Scenario | NH | Battery Storage | New Battery Storage | New Battery Storage | Generation | GWh | 0 | 0 | 0 | 0 | 0 | 0 | 0
Case B Exploratory Policy Scenario | NH | Solar PV | New Solar PV | New Paired Solar PV | Generation | GWh | 0 | 0 | 0 | 0 | 0 | 0 | 0
Case B Exploratory Policy Scenario | NH | Battery Storage | New Battery Storage | New Paired Battery Storage | Generation | GWh | 0 | 0 | 0 | 0 | 0 | 0 | 0
Case B Exploratory Policy Scenario | NH | Hydrogen | New Hydrogen | New H2 CC | Generation | GWh | 0 | 0 | 0 | 0 | 0 | 0 | 0
Case B Exploratory Policy Scenario | NH | Hydrogen | New Hydrogen | New H2 CT | Generation | GWh | 0 | 0 | 0 | 0 | 0 | 0 | 0
Case B Exploratory Policy Scenario | NJ | Coal | Coal | Coal | Generation | GWh | 0 | 0 | 0 | 0 | 0 | 0 | 0
Case B Exploratory Policy Scenario | NJ | Coal with CCS | Coal with CCS | Coal with CCS | Generation | GWh | 0 | 0 | 0 | 0 | 0 | 0 | 0
Case B Exploratory Policy Scenario | NJ | Combined Cycle | Combined Cycle | Combined Cycle | Generation | GWh | 35326.7767 | 20011.5449 | 16617.8625 | 9909.287 | 14449.3997 | 12858.0045 | 4919.7231
Case B Exploratory Policy Scenario | NJ | Combustion Turbine | Combustion Turbine | Combustion Turbine | Generation | GWh | 38.83 | 20.3038 | 20.3038 | 0.66 | 5.1138 | 3.1218 | 88.3481
Case B Exploratory Policy Scenario | NJ | Oil/Gas | Oil/Gas | Oil/Gas | Generation | GWh | 0 | 0 | 0 | 0 | 0 | 0 | 0
Case B Exploratory Policy Scenario | NJ | Other | Other | Other | Generation | GWh | 0 | 0 | 0 | 0 | 0 | 0 | 0
Case B Exploratory Policy Scenario | NJ | Nuclear | Nuclear | Nuclear | Generation | GWh | 27397.7464 | 27397.7464 | 27397.7464 | 27397.7464 | 17473.7591 | 17473.7591 | 17473.7591
Case B Exploratory Policy Scenario | NJ | Hydro | Hydro | Hydro | Generation | GWh | 119.1621 | 117.8525 | 69.4788 | 37.1855 | 44.0579 | 137.8724 | 296.1443
Case B Exploratory Policy Scenario | NJ | Solar PV | Solar PV | Solar PV | Generation | GWh | 2946.8438 | 3665.5182 | 3665.5182 | 3665.5182 | 3665.5182 | 3665.5182 | 3665.5182
Case B Exploratory Policy Scenario | NJ | Onshore Wind | Onshore Wind | Onshore Wind | Generation | GWh | 25.399 | 25.399 | 25.399 | 25.399 | 25.399 | 25.399 | 25.399
Case B Exploratory Policy Scenario | NJ | Battery Storage | Battery Storage | Battery Storage | Generation | GWh | 37.8531 | 68.34 | 22.1351 | 12.1162 | 24.4138 | 63.3571 | 179.7752
Case B Exploratory Policy Scenario | NJ | Other RE | Other RE | Other RE | Generation | GWh | 1765.0135 | 1749.0451 | 1703.2531 | 1678.9651 | 1678.9651 | 1678.9651 | 1678.9651
Case B Exploratory Policy Scenario | NJ | Combined Cycle | New Combined Cycle | New Combined Cycle | Generation | GWh | 0 | 0 | 0 | 0 | 0 | 0 | 0
Case B Exploratory Policy Scenario | NJ | Combustion Turbine | New Combustion Turbine | New Combustion Turbine | Generation | GWh | 0 | 0 | 0.145 | 0.145 | 0.145 | 0.145 | 2.68
Case B Exploratory Policy Scenario | NJ | Other | New Other | New Other | Generation | GWh | 0 | 0 | 0 | 0 | 0 | 0 | 0
Case B Exploratory Policy Scenario | NJ | Other RE | New Other RE | New Other RE | Generation | GWh | 0 | 0 | 0 | 0 | 0 | 0 | 0
Case B Exploratory Policy Scenario | NJ | Solar PV | New Solar PV | New Solar PV | Generation | GWh | 0 | 0 | 0 | 0 | 0 | 0 | 6244.4054
Case B Exploratory Policy Scenario | NJ | Onshore Wind | New Onshore Wind | New Onshore Wind | Generation | GWh | 0 | 0 | 0 | 0 | 0 | 0 | 0
Case B Exploratory Policy Scenario | NJ | Offshore Wind | New Offshore Wind | New Offshore Wind | Generation | GWh | 0 | 0 | 4726.5456 | 20133.108 | 29080.1635 | 29080.1635 | 46393.6193
Case B Exploratory Policy Scenario | NJ | Battery Storage | New Battery Storage | New Battery Storage | Generation | GWh | 3173.2992 | 3347.8444 | 3263.3251 | 3250.7252 | 3027.1956 | 3167.3985 | 3355.1003
Case B Exploratory Policy Scenario | NJ | Solar PV | New Solar PV | New Paired Solar PV | Generation | GWh | 0 | 0 | 0 | 0 | 0 | 0 | 0
Case B Exploratory Policy Scenario | NJ | Battery Storage | New Battery Storage | New Paired Battery Storage | Generation | GWh | 0 | 0 | 0 | 0 | 0 | 0 | 0
Case B Exploratory Policy Scenario | NJ | Hydrogen | New Hydrogen | New H2 CC | Generation | GWh | 0 | 0 | 0 | 0 | 0 | 0 | 0
Case B Exploratory Policy Scenario | NJ | Hydrogen | New Hydrogen | New H2 CT | Generation | GWh | 0 | 0 | 0 | 0 | 0 | 0 | 0
Case B Exploratory Policy Scenario | NY | Coal | Coal | Coal | Generation | GWh | 0 | 0 | 0 | 0 | 0 | 0 | 0
Case B Exploratory Policy Scenario | NY | Coal with CCS | Coal with CCS | Coal with CCS | Generation | GWh | 0 | 0 | 0 | 0 | 0 | 0 | 0
Case B Exploratory Policy Scenario | NY | Combined Cycle | Combined Cycle | Combined Cycle | Generation | GWh | 42849.0569 | 24638.8069 | 20295.6053 | 18362.5891 | 20672.7639 | 16973.9195 | 6734.1693
Case B Exploratory Policy Scenario | NY | Combustion Turbine | Combustion Turbine | Combustion Turbine | Generation | GWh | 775.5981 | 245.5429 | 124.1125 | 160.8537 | 63.3654 | 82.69 | 357.4636
Case B Exploratory Policy Scenario | NY | Oil/Gas | Oil/Gas | Oil/Gas | Generation | GWh | 3879.2402 | 3818.4153 | 1923.6634 | 1891.8731 | 97.2 | 97.2 | 0
Case B Exploratory Policy Scenario | NY | Other | Other | Other | Generation | GWh | 0 | 0 | 0 | 0 | 0 | 0 | 0
Case B Exploratory Policy Scenario | NY | Nuclear | Nuclear | Nuclear | Generation | GWh | 26550.0352 | 26550.0352 | 26341.1627 | 25666.0921 | 25000 | 26550.0352 | 25000
Case B Exploratory Policy Scenario | NY | Hydro | Hydro | Hydro | Generation | GWh | 26915.9845 | 27085.716 | 27159.7328 | 27115.9644 | 28361.4709 | 27435.6339 | 27225.6142
Case B Exploratory Policy Scenario | NY | Solar PV | Solar PV | Solar PV | Generation | GWh | 24453.0943 | 36241.7907 | 40685.9515 | 46792.609 | 54693.9111 | 63903.7518 | 77998.1817
Case B Exploratory Policy Scenario | NY | Onshore Wind | Onshore Wind | Onshore Wind | Generation | GWh | 11702.198 | 12091.7903 | 24136.6448 | 28159.883 | 34202.0873 | 37893.6751 | 43431.1939
Case B Exploratory Policy Scenario | NY | Offshore Wind | Offshore Wind | Offshore Wind | Generation | GWh | 4460.4962 | 17151.0415 | 25608.6653 | 33655.9419 | 45726.9791 | 52207.7109 | 61928.8085
Case B Exploratory Policy Scenario | NY | Battery Storage | Battery Storage | Battery Storage | Generation | GWh | 18.3402 | 26.2796 | 31.6329 | 66.0966 | 117.8046 | 130.5659 | 149.8604
Case B Exploratory Policy Scenario | NY | Other RE | Other RE | Other RE | Generation | GWh | 2371.1258 | 2321.0556 | 2269.2837 | 2267.2343 | 2144.8452 | 2037.2838 | 0
Case B Exploratory Policy Scenario | NY | Combined Cycle | New Combined Cycle | New Combined Cycle | Generation | GWh | 0 | 0 | 0 | 0 | 0 | 0 | 0
Case B Exploratory Policy Scenario | NY | Combustion Turbine | New Combustion Turbine | New Combustion Turbine | Generation | GWh | 0 | 0 | 0 | 0 | 0 | 0 | 0
Case B Exploratory Policy Scenario | NY | Other | New Other | New Other | Generation | GWh | 0 | 0 | 0 | 0 | 0 | 0 | 0
Case B Exploratory Policy Scenario | NY | Other RE | New Other RE | New Other RE | Generation | GWh | 0 | 0 | 0 | 0 | 901.5516 | 901.5516 | 901.5516
Case B Exploratory Policy Scenario | NY | Solar PV | New Solar PV | New Solar PV | Generation | GWh | 0 | 0 | 0 | 0 | 0 | 0 | 0
Case B Exploratory Policy Scenario | NY | Onshore Wind | New Onshore Wind | New Onshore Wind | Generation | GWh | 0 | 0 | 0 | 0 | 0 | 0 | 0
Case B Exploratory Policy Scenario | NY | Offshore Wind | New Offshore Wind | New Offshore Wind | Generation | GWh | 0 | 0 | 0 | 0 | 0 | 0 | 0
Case B Exploratory Policy Scenario | NY | Battery Storage | New Battery Storage | New Battery Storage | Generation | GWh | 0 | 0 | 0 | 0 | 0 | 0 | 12.0638
Case B Exploratory Policy Scenario | NY | Solar PV | New Solar PV | New Paired Solar PV | Generation | GWh | 0 | 0 | 0 | 0 | 0 | 0 | 0
Case B Exploratory Policy Scenario | NY | Battery Storage | New Battery Storage | New Paired Battery Storage | Generation | GWh | 0 | 0 | 0 | 0 | 0 | 0 | 0
Case B Exploratory Policy Scenario | NY | Hydrogen | New Hydrogen | New H2 CC | Generation | GWh | 0 | 0 | 0 | 0 | 0 | 0 | 0
Case B Exploratory Policy Scenario | NY | Hydrogen | New Hydrogen | New H2 CT | Generation | GWh | 0 | 0 | 0 | 0 | 0 | 0 | 0
Case B Exploratory Policy Scenario | RI | Coal | Coal | Coal | Generation | GWh | 0 | 0 | 0 | 0 | 0 | 0 | 0
Case B Exploratory Policy Scenario | RI | Coal with CCS | Coal with CCS | Coal with CCS | Generation | GWh | 0 | 0 | 0 | 0 | 0 | 0 | 0
Case B Exploratory Policy Scenario | RI | Combined Cycle | Combined Cycle | Combined Cycle | Generation | GWh | 6085.9147 | 5969.8706 | 4333.7082 | 4702.7972 | 6146.242 | 3302.3595 | 2884.4355
Case B Exploratory Policy Scenario | RI | Combustion Turbine | Combustion Turbine | Combustion Turbine | Generation | GWh | 32.7817 | 0 | 0 | 0 | 0.24012 | 0 | 0
Case B Exploratory Policy Scenario | RI | Oil/Gas | Oil/Gas | Oil/Gas | Generation | GWh | 0 | 0 | 0 | 0 | 0 | 0 | 0
Case B Exploratory Policy Scenario | RI | Other | Other | Other | Generation | GWh | 0 | 0 | 0 | 0 | 0 | 0 | 0
Case B Exploratory Policy Scenario | RI | Nuclear | Nuclear | Nuclear | Generation | GWh | 0 | 0 | 0 | 0 | 0 | 0 | 0
Case B Exploratory Policy Scenario | RI | Hydro | Hydro | Hydro | Generation | GWh | 8.3612 | 8.3612 | 8.3612 | 8.3612 | 8.3612 | 8.3612 | 8.3612
Case B Exploratory Policy Scenario | RI | Solar PV | Solar PV | Solar PV | Generation | GWh | 530.6188 | 530.6188 | 530.6188 | 530.6188 | 530.6188 | 530.6188 | 530.6188
Case B Exploratory Policy Scenario | RI | Onshore Wind | Onshore Wind | Onshore Wind | Generation | GWh | 140.4231 | 140.4231 | 140.4231 | 140.4231 | 140.4231 | 140.4231 | 140.4231
Case B Exploratory Policy Scenario | RI | Battery Storage | Battery Storage | Battery Storage | Generation | GWh | 0 | 0 | 0 | 0 | 0 | 0 | 0
Case B Exploratory Policy Scenario | RI | Other RE | Other RE | Other RE | Generation | GWh | 335.452 | 324.6936 | 323.6248 | 328.6104 | 331.8232 | 303.7912 | 316.5784
Case B Exploratory Policy Scenario | RI | Combined Cycle | New Combined Cycle | New Combined Cycle | Generation | GWh | 0 | 0 | 0 | 0 | 0 | 0 | 0
Case B Exploratory Policy Scenario | RI | Combustion Turbine | New Combustion Turbine | New Combustion Turbine | Generation | GWh | 0 | 0 | 0 | 0 | 0 | 0 | 0
Case B Exploratory Policy Scenario | RI | Other | New Other | New Other | Generation | GWh | 0 | 0 | 0 | 0 | 0 | 0 | 0
Case B Exploratory Policy Scenario | RI | Other RE | New Other RE | New Other RE | Generation | GWh | 0 | 0 | 0 | 0 | 0 | 0 | 0
Case B Exploratory Policy Scenario | RI | Solar PV | New Solar PV | New Solar PV | Generation | GWh | 0 | 0 | 0 | 0 | 0 | 0 | 10602.2279
Case B Exploratory Policy Scenario | RI | Onshore Wind | New Onshore Wind | New Onshore Wind | Generation | GWh | 0 | 0 | 0 | 0 | 0 | 0 | 0
Case B Exploratory Policy Scenario | RI | Offshore Wind | New Offshore Wind | New Offshore Wind | Generation | GWh | 669.0993 | 1765.4554 | 5971.4462 | 5971.4462 | 5971.4462 | 5971.4462 | 5971.4462
Case B Exploratory Policy Scenario | RI | Battery Storage | New Battery Storage | New Battery Storage | Generation | GWh | 0 | 0 | 0 | 0 | 0 | 0 | 0
Case B Exploratory Policy Scenario | RI | Solar PV | New Solar PV | New Paired Solar PV | Generation | GWh | 0 | 0 | 0 | 0 | 0 | 0 | 3970.8142
Case B Exploratory Policy Scenario | RI | Battery Storage | New Battery Storage | New Paired Battery Storage | Generation | GWh | 0 | 0 | 0 | 0 | 0 | 0 | 1632.598
Case B Exploratory Policy Scenario | RI | Hydrogen | New Hydrogen | New H2 CC | Generation | GWh | 0 | 0 | 0 | 0 | 0 | 0 | 0
Case B Exploratory Policy Scenario | RI | Hydrogen | New Hydrogen | New H2 CT | Generation | GWh | 0 | 0 | 0 | 0 | 0 | 0 | 0
Case B Exploratory Policy Scenario | VT | Coal | Coal | Coal | Generation | GWh | 0 | 0 | 0 | 0 | 0 | 0 | 0
Case B Exploratory Policy Scenario | VT | Coal with CCS | Coal with CCS | Coal with CCS | Generation | GWh | 0 | 0 | 0 | 0 | 0 | 0 | 0
Case B Exploratory Policy Scenario | VT | Combined Cycle | Combined Cycle | Combined Cycle | Generation | GWh | 0 | 0 | 0 | 0 | 0 | 0 | 0
Case B Exploratory Policy Scenario | VT | Combustion Turbine | Combustion Turbine | Combustion Turbine | Generation | GWh | 0 | 0 | 0 | 0 | 0 | 0 | 0
Case B Exploratory Policy Scenario | VT | Oil/Gas | Oil/Gas | Oil/Gas | Generation | GWh | 0 | 0 | 0 | 0 | 0 | 0 | 0
Case B Exploratory Policy Scenario | VT | Other | Other | Other | Generation | GWh | 0 | 0 | 0 | 0 | 0 | 0 | 0
Case B Exploratory Policy Scenario | VT | Nuclear | Nuclear | Nuclear | Generation | GWh | 0 | 0 | 0 | 0 | 0 | 0 | 0
Case B Exploratory Policy Scenario | VT | Hydro | Hydro | Hydro | Generation | GWh | 1267.8718 | 1267.8718 | 1267.8718 | 1267.8718 | 1267.8718 | 1267.8718 | 1267.8718
Case B Exploratory Policy Scenario | VT | Solar PV | Solar PV | Solar PV | Generation | GWh | 282.8155 | 463.9527 | 463.9527 | 463.9527 | 463.9527 | 463.9527 | 463.9527
Case B Exploratory Policy Scenario | VT | Onshore Wind | Onshore Wind | Onshore Wind | Generation | GWh | 462.3066 | 462.3066 | 462.3066 | 462.3066 | 462.3066 | 462.3066 | 462.3066
Case B Exploratory Policy Scenario | VT | Battery Storage | Battery Storage | Battery Storage | Generation | GWh | 0 | 0 | 0 | 0 | 0 | 0 | 0
Case B Exploratory Policy Scenario | VT | Other RE | Other RE | Other RE | Generation | GWh | 179.0532 | 23.5331 | 23.5331 | 23.5331 | 23.4306 | 23.5331 | 23.5331
Case B Exploratory Policy Scenario | VT | Combined Cycle | New Combined Cycle | New Combined Cycle | Generation | GWh | 0 | 0 | 0 | 0 | 0 | 0 | 0
Case B Exploratory Policy Scenario | VT | Combustion Turbine | New Combustion Turbine | New Combustion Turbine | Generation | GWh | 0 | 0 | 0 | 0 | 0 | 0 | 0
Case B Exploratory Policy Scenario | VT | Other | New Other | New Other | Generation | GWh | 0 | 0 | 0 | 0 | 0 | 0 | 0
Case B Exploratory Policy Scenario | VT | Other RE | New Other RE | New Other RE | Generation | GWh | 0 | 0 | 0 | 0 | 0 | 0 | 0
Case B Exploratory Policy Scenario | VT | Solar PV | New Solar PV | New Solar PV | Generation | GWh | 0 | 0 | 0 | 0 | 0 | 0 | 0
Case B Exploratory Policy Scenario | VT | Onshore Wind | New Onshore Wind | New Onshore Wind | Generation | GWh | 0 | 0 | 10909.0532 | 14065.6173 | 23892.6888 | 24488.2997 | 24488.2997
Case B Exploratory Policy Scenario | VT | Offshore Wind | New Offshore Wind | New Offshore Wind | Generation | GWh | 0 | 0 | 0 | 0 | 0 | 0 | 0
Case B Exploratory Policy Scenario | VT | Battery Storage | New Battery Storage | New Battery Storage | Generation | GWh | 0 | 0 | 0 | 0 | 0 | 0 | 0
Case B Exploratory Policy Scenario | VT | Solar PV | New Solar PV | New Paired Solar PV | Generation | GWh | 0 | 0 | 0 | 0 | 181.1372 | 4447.3556 | 4663.9209
Case B Exploratory Policy Scenario | VT | Battery Storage | New Battery Storage | New Paired Battery Storage | Generation | GWh | 0 | 0 | 0 | 0 | 49.896 | 816.165 | 1269.8507
Case B Exploratory Policy Scenario | VT | Hydrogen | New Hydrogen | New H2 CC | Generation | GWh | 0 | 0 | 0 | 0 | 0 | 0 | 0
Case B Exploratory Policy Scenario | VT | Hydrogen | New Hydrogen | New H2 CT | Generation | GWh | 0 | 0 | 0 | 0 | 0 | 0 | 0
Case B Exploratory Policy Scenario | NY | Imports | Imports Zone D (HQ) | 122739 | Generation | GWh | 10361.3499 | 10361.3499 | 10361.3499 | 10361.3499 | 10361.3499 | 10361.3499 | 10361.3499
Case B Exploratory Policy Scenario | NY | Imports | Imports Zone J (CHPE) | 122738 | Generation | GWh | 0 | 10402.5 | 10402.5 | 10402.5 | 10402.5 | 10402.5 | 10402.5
Case B Exploratory Policy Scenario | MA | Imports | Clean Energy Connect Import | 4390 | Generation | GWh | 0 | 10512 | 10512 | 10512 | 10512 | 10512 | 10512
Case B Exploratory Policy Scenario | CT | Imports | Imports |  | Generation | GWh | 0 | 0 | 0 | 0 | 0 | 0 | 0
Case B Exploratory Policy Scenario | DE | Imports | Imports |  | Generation | GWh | 0 | 0 | 0 | 0 | 0 | 0 | 0
Case B Exploratory Policy Scenario | ME | Imports | Imports |  | Generation | GWh | 0 | 0 | 0 | 0 | 0 | 0 | 0
Case B Exploratory Policy Scenario | MD | Imports | Imports |  | Generation | GWh | 0 | 0 | 0 | 0 | 0 | 0 | 0
Case B Exploratory Policy Scenario | NH | Imports | Imports |  | Generation | GWh | 0 | 0 | 0 | 0 | 0 | 0 | 0
Case B Exploratory Policy Scenario | NJ | Imports | Imports |  | Generation | GWh | 0 | 0 | 0 | 0 | 0 | 0 | 0
Case B Exploratory Policy Scenario | RI | Imports | Imports |  | Generation | GWh | 0 | 0 | 0 | 0 | 0 | 0 | 0
Case B Exploratory Policy Scenario | VT | Imports | Imports |  | Generation | GWh | 0 | 0 | 0 | 0 | 0 | 0 | 0
Case B Exploratory Policy Scenario | 10-State Contributions | Imports | Imports Zone D (HQ) | 122739 | Generation | GWh | 10361.3499 | 10361.3499 | 10361.3499 | 10361.3499 | 10361.3499 | 10361.3499 | 10361.3499
Case B Exploratory Policy Scenario | 10-State Contributions | Imports | Imports Zone J (CHPE) | 122738 | Generation | GWh | 0 | 10402.5 | 10402.5 | 10402.5 | 10402.5 | 10402.5 | 10402.5
Case B Exploratory Policy Scenario | 10-State Contributions | Imports | Clean Energy Connect Import | 4390 | Generation | GWh | 0 | 10512 | 10512 | 10512 | 10512 | 10512 | 10512
Case | State/Region | Technology Aggregate | Technology Type | Technology Sub-Type | Metric | Units | 2025 | 2028 | 2030 | 2032 | 2035 | 2037 | 2040
Case B Exploratory Policy Scenario | 10-State Contributions | Coal | Coal | Coal | Capacity | MW | 2214.353 | -2.2737e-13 | 0 | 0 | 0 | 0 | 0
Case B Exploratory Policy Scenario | 10-State Contributions | Coal with CCS | Coal with CCS | Coal with CCS | Capacity | MW | 0 | 0 | 0 | 0 | 0 | 0 | 0
Case B Exploratory Policy Scenario | 10-State Contributions | Combined Cycle | Combined Cycle | Combined Cycle | Capacity | MW | 35902.3907 | 35221.6616 | 35221.6616 | 35221.6616 | 35221.6616 | 35221.6616 | 35221.6616
Case B Exploratory Policy Scenario | 10-State Contributions | Combustion Turbine | Combustion Turbine | Combustion Turbine | Capacity | MW | 12042.539 | 11749.051 | 11749.051 | 10847.551 | 9503.301 | 9503.301 | 15125.051
Case B Exploratory Policy Scenario | 10-State Contributions | Oil/Gas | Oil/Gas | Oil/Gas | Capacity | MW | 17706.9451 | 16419.5294 | 12522.2663 | 12522.2663 | 6761.6836 | 6365.992 | 6365.992
Case B Exploratory Policy Scenario | 10-State Contributions | Other | Other | Other | Capacity | MW | 5.6 | 5.6 | 5.6 | 5.6 | 5.6 | 5.6 | 5.6
Case B Exploratory Policy Scenario | 10-State Contributions | Nuclear | Nuclear | Nuclear | Capacity | MW | 11925.7 | 11925.7 | 11925.7 | 11925.7 | 10751.7 | 10751.7 | 10751.7
Case B Exploratory Policy Scenario | 10-State Contributions | Hydro | Hydro | Hydro | Capacity | MW | 10287.383 | 10287.383 | 10287.383 | 10287.383 | 10287.383 | 10287.383 | 10287.383
Case B Exploratory Policy Scenario | 10-State Contributions | Solar PV | Solar PV | Solar PV | Capacity | MW | 19407.8975 | 26318.9975 | 28829.9975 | 31578.9975 | 35703.9975 | 40749.9975 | 48321.9975
Case B Exploratory Policy Scenario | 10-State Contributions | Onshore Wind | Onshore Wind | Onshore Wind | Capacity | MW | 6107.549 | 6242.549 | 10286.549 | 11623.549 | 13631.549 | 14853.549 | 16686.549
Case B Exploratory Policy Scenario | 10-State Contributions | Offshore Wind | Offshore Wind | Offshore Wind | Capacity | MW | 1054 | 4142 | 6200 | 8126 | 11015 | 12551 | 14855
Case B Exploratory Policy Scenario | 10-State Contributions | Battery Storage | Battery Storage | Battery Storage | Capacity | MW | 2553 | 4364.32 | 4964.32 | 8072.17 | 12733.97 | 14044.33 | 16009.88
Case B Exploratory Policy Scenario | 10-State Contributions | Other RE | Other RE | Other RE | Capacity | MW | 2219.741 | 1536.3179 | 1475.54 | 1467.54 | 1467.54 | 1467.54 | 829.628
Case B Exploratory Policy Scenario | 10-State Contributions | Combined Cycle | New Combined Cycle | New Combined Cycle | Capacity | MW | 0 | 0 | 0 | 0 | 0 | 0 | 0
Case B Exploratory Policy Scenario | 10-State Contributions | Combustion Turbine | New Combustion Turbine | New Combustion Turbine | Capacity | MW | 0 | 0 | 543 | 543 | 606 | 606 | 606
Case B Exploratory Policy Scenario | 10-State Contributions | Other | New Other | New Other | Capacity | MW | 0 | 0 | 0 | 0 | 0 | 0 | 0
Case B Exploratory Policy Scenario | 10-State Contributions | Other RE | New Other RE | New Other RE | Capacity | MW | 0 | 0 | 0 | 0 | 220.2964 | 220.2964 | 220.2964
Case B Exploratory Policy Scenario | 10-State Contributions | Solar PV | New Solar PV | New Solar PV | Capacity | MW | 0 | 0 | 0 | 0 | 0 | 3252.0084 | 19232.1424
Case B Exploratory Policy Scenario | 10-State Contributions | Onshore Wind | New Onshore Wind | New Onshore Wind | Capacity | MW | 0 | 701.6571 | 4630.6958 | 5326.6958 | 9312 | 9546.5069 | 9669
Case B Exploratory Policy Scenario | 10-State Contributions | Offshore Wind | New Offshore Wind | New Offshore Wind | Capacity | MW | 1545 | 2601.8 | 6445.8 | 17630.8 | 19740.8 | 24540.8 | 31529.8
Case B Exploratory Policy Scenario | 10-State Contributions | Battery Storage | New Battery Storage | New Battery Storage | Capacity | MW | 3718.9818 | 3863.9818 | 4313.9818 | 4313.9818 | 4313.9818 | 4313.9818 | 4318.1132
Case B Exploratory Policy Scenario | 10-State Contributions | Solar PV | New Solar PV | New Paired Solar PV | Capacity | MW | 0 | 0 | 0 | 0 | 1404.3559 | 6999.2258 | 18424.3445
Case B Exploratory Policy Scenario | 10-State Contributions | Battery Storage | New Battery Storage | New Paired Battery Storage | Capacity | MW | 0 | 0 | 0 | 0 | 842.6135 | 4199.5355 | 11054.6067
Case B Exploratory Policy Scenario | 10-State Contributions | Hydrogen | New Hydrogen | New H2 CC | Capacity | MW | 0 | 0 | 0 | 0 | 0 | 0 | 0
Case B Exploratory Policy Scenario | 10-State Contributions | Hydrogen | New Hydrogen | New H2 CT | Capacity | MW | 0 | 0 | 0 | 0 | 0 | 0 | 0
Case B Exploratory Policy Scenario | 10-State Contributions | Retire Coal | Retire Coal | Retire Coal | Capacity | MW | 0 | 1794.353 | 518.856 | 518.856 | 518.856 | 518.856 | 518.856
Case B Exploratory Policy Scenario | 10-State Contributions | Retire Combined Cycle | Retire Combined Cycle | Retire Combined Cycle | Capacity | MW | 8.1251 | 613.9512 | 613.9512 | 613.9512 | 613.9512 | 613.9512 | 613.9512
Case B Exploratory Policy Scenario | 10-State Contributions | Retire Combustion Turbine | Retire Combustion Turbine | Retire Combustion Turbine | Capacity | MW | 0 | 33.6 | 33.6 | 33.6 | 1045.7 | 1045.7 | 1045.7
Case B Exploratory Policy Scenario | 10-State Contributions | Retire Oil/Gas | Retire Oil/Gas | Retire Oil/Gas | Capacity | MW | 266.7469 | 761.1626 | 4658.4257 | 4658.4257 | 10419.0084 | 10814.7 | 10814.7
Case B Exploratory Policy Scenario | 10-State Contributions | Retire Other | Retire Other | Retire Other | Capacity | MW | 0 | 683.4231 | 744.201 | 752.201 | 752.201 | 752.201 | 980.248
Case B Exploratory Policy Scenario | 10-State Contributions | Retire Nuclear | Retire Nuclear | Retire Nuclear | Capacity | MW | 0 | 0 | 0 | 0 | 1174 | 1174 | 1174
Case B Exploratory Policy Scenario | 10-State Contributions | Coal | Coal | Coal | Generation | GWh | 2744.684 | 0 | 0 | 0 | 0 | 0 | 0
Case B Exploratory Policy Scenario | 10-State Contributions | Coal with CCS | Coal with CCS | Coal with CCS | Generation | GWh | 0 | 0 | 0 | 0 | 0 | 0 | 0
Case B Exploratory Policy Scenario | 10-State Contributions | Combined Cycle | Combined Cycle | Combined Cycle | Generation | GWh | 137157.9674 | 94828.5078 | 70843.2554 | 63519.3222 | 78400.93 | 54995.8172 | 26114.6026
Case B Exploratory Policy Scenario | 10-State Contributions | Combustion Turbine | Combustion Turbine | Combustion Turbine | Generation | GWh | 1028.6042 | 359.7513 | 198.1231 | 191.8182 | 149.3336 | 120.1915 | 552.0572
Case B Exploratory Policy Scenario | 10-State Contributions | Oil/Gas | Oil/Gas | Oil/Gas | Generation | GWh | 3925.7558 | 3898.3215 | 1997.9566 | 1936.6628 | 162.6428 | 142.2512 | 19.2536
Case B Exploratory Policy Scenario | 10-State Contributions | Other | Other | Other | Generation | GWh | 49.056 | 49.056 | 49.056 | 49.056 | 49.056 | 49.056 | 49.056
Case B Exploratory Policy Scenario | 10-State Contributions | Nuclear | Nuclear | Nuclear | Generation | GWh | 95469.0336 | 95469.0336 | 95260.1611 | 94585.0905 | 83995.0111 | 85545.0463 | 83995.0111
Case B Exploratory Policy Scenario | 10-State Contributions | Hydro | Hydro | Hydro | Generation | GWh | 37146.5746 | 36218.5956 | 36102.6 | 36132.908 | 37262.1491 | 36611.5207 | 36362.2351
Case B Exploratory Policy Scenario | 10-State Contributions | Solar PV | Solar PV | Solar PV | Generation | GWh | 36134.3997 | 49864.1456 | 54356.7308 | 60463.3883 | 68364.6904 | 77574.5311 | 91668.961
Case B Exploratory Policy Scenario | 10-State Contributions | Onshore Wind | Onshore Wind | Onshore Wind | Generation | GWh | 17787.2734 | 18405.0717 | 30449.9262 | 34473.1644 | 40515.3687 | 44206.9566 | 49744.4754
Case B Exploratory Policy Scenario | 10-State Contributions | Offshore Wind | Offshore Wind | Offshore Wind | Generation | GWh | 4460.4962 | 17151.0415 | 25608.6653 | 33655.9419 | 45726.9791 | 52207.7109 | 61928.8085
Case B Exploratory Policy Scenario | 10-State Contributions | Battery Storage | Battery Storage | Battery Storage | Generation | GWh | 64.8396 | 231.0487 | 131.7364 | 241.0625 | 409.1007 | 270.4364 | 977.957
Case B Exploratory Policy Scenario | 10-State Contributions | Other RE | Other RE | Other RE | Generation | GWh | 11551.1062 | 9685.4291 | 9241.1987 | 9232.5693 | 8956.3119 | 8712.1909 | 4939.5227
Case B Exploratory Policy Scenario | 10-State Contributions | Combined Cycle | New Combined Cycle | New Combined Cycle | Generation | GWh | 0 | 0 | 0 | 0 | 0 | 0 | 0
Case B Exploratory Policy Scenario | 10-State Contributions | Combustion Turbine | New Combustion Turbine | New Combustion Turbine | Generation | GWh | 0 | 0 | 192.5344 | 2.2068 | 10.969 | 76.197 | 218.545
Case B Exploratory Policy Scenario | 10-State Contributions | Other | New Other | New Other | Generation | GWh | 0 | 0 | 0 | 0 | 0 | 0 | 0
Case B Exploratory Policy Scenario | 10-State Contributions | Other RE | New Other RE | New Other RE | Generation | GWh | 0 | 0 | 0 | 0 | 1244.31 | 1244.31 | 1244.31
Case B Exploratory Policy Scenario | 10-State Contributions | Solar PV | New Solar PV | New Solar PV | Generation | GWh | 0 | 0 | 0 | 0 | 0 | 6890.1788 | 40807.0742
Case B Exploratory Policy Scenario | 10-State Contributions | Onshore Wind | New Onshore Wind | New Onshore Wind | Generation | GWh | 0 | 3254.3674 | 20280.5228 | 23437.0869 | 39210.8769 | 40283.6152 | 40828.5906
Case B Exploratory Policy Scenario | 10-State Contributions | Offshore Wind | New Offshore Wind | New Offshore Wind | Generation | GWh | 4432.3851 | 10441.0877 | 24187.7656 | 70480.9641 | 79428.0196 | 101201.9379 | 129420.3093
Case B Exploratory Policy Scenario | 10-State Contributions | Battery Storage | New Battery Storage | New Battery Storage | Generation | GWh | 4358.0414 | 5152.5761 | 5613.5401 | 5503.3514 | 5322.4875 | 5676.7193 | 5697.8055
Case B Exploratory Policy Scenario | 10-State Contributions | Solar PV | New Solar PV | New Paired Solar PV | Generation | GWh | 0 | 0 | 0 | 0 | 2915.9163 | 14381.2961 | 38295.1173
Case B Exploratory Policy Scenario | 10-State Contributions | Battery Storage | New Battery Storage | New Paired Battery Storage | Generation | GWh | 0 | 0 | 0 | 0 | 1008.4121 | 4478.0343 | 14982.3944
Case B Exploratory Policy Scenario | 10-State Contributions | Hydrogen | New Hydrogen | New H2 CC | Generation | GWh | 0 | 0 | 0 | 0 | 0 | 0 | 0
Case B Exploratory Policy Scenario | 10-State Contributions | Hydrogen | New Hydrogen | New H2 CT | Generation | GWh | 0 | 0 | 0 | 0 | 0 | 0 | 0
Case | State/Region | Technology Aggregate | Technology Type | Technology Sub-Type | Metric | Units | 2025 | 2028 | 2030 | 2032 | 2035 | 2037 | 2040
Case B Exploratory Policy Scenario | ISONE | Coal | Coal | Coal | Capacity | MW | 518.856 | 0 | 0 | 0 | 0 | 0 | 0
Case B Exploratory Policy Scenario | ISONE | Coal with CCS | Coal with CCS | Coal with CCS | Capacity | MW | 0 | 0 | 0 | 0 | 0 | 0 | 0
Case B Exploratory Policy Scenario | ISONE | Combined Cycle | Combined Cycle | Combined Cycle | Capacity | MW | 13800.0538 | 13725.1508 | 13725.1508 | 13725.1508 | 13725.1508 | 13725.1508 | 13725.1508
Case B Exploratory Policy Scenario | ISONE | Combustion Turbine | Combustion Turbine | Combustion Turbine | Capacity | MW | 3396.117 | 3234.829 | 3234.829 | 3234.829 | 3234.829 | 3234.829 | 3234.829
Case B Exploratory Policy Scenario | ISONE | Oil/Gas | Oil/Gas | Oil/Gas | Capacity | MW | 4047.892 | 3930.892 | 3930.892 | 3930.892 | 3930.892 | 3930.892 | 3930.892
Case B Exploratory Policy Scenario | ISONE | Other | Other | Other | Capacity | MW | 5.6 | 5.6 | 5.6 | 5.6 | 5.6 | 5.6 | 5.6
Case B Exploratory Policy Scenario | ISONE | Nuclear | Nuclear | Nuclear | Capacity | MW | 3348 | 3348 | 3348 | 3348 | 3348 | 3348 | 3348
Case B Exploratory Policy Scenario | ISONE | Hydro | Hydro | Hydro | Capacity | MW | 3611.358 | 3611.358 | 3611.358 | 3611.358 | 3611.358 | 3611.358 | 3611.358
Case B Exploratory Policy Scenario | ISONE | Solar PV | Solar PV | Solar PV | Capacity | MW | 2843.0675 | 2933.0675 | 2933.0675 | 2933.0675 | 2933.0675 | 2933.0675 | 2933.0675
Case B Exploratory Policy Scenario | ISONE | Onshore Wind | Onshore Wind | Onshore Wind | Capacity | MW | 1781.549 | 1781.549 | 1781.549 | 1781.549 | 1781.549 | 1781.549 | 1781.549
Case B Exploratory Policy Scenario | ISONE | Battery Storage | Battery Storage | Battery Storage | Capacity | MW | 599.2 | 1460.52 | 1460.52 | 1460.52 | 1460.52 | 1460.52 | 1460.52
Case B Exploratory Policy Scenario | ISONE | Other RE | Other RE | Other RE | Capacity | MW | 1286.345 | 638.8779 | 632.1 | 632.1 | 632.1 | 632.1 | 404.053
Case B Exploratory Policy Scenario | ISONE | Combined Cycle | New Combined Cycle | New Combined Cycle | Capacity | MW | 0 | 0 | 0 | 0 | 0 | 0 | 0
Case B Exploratory Policy Scenario | ISONE | Combustion Turbine | New Combustion Turbine | New Combustion Turbine | Capacity | MW | 0 | 0 | 0 | 0 | 63 | 63 | 63
Case B Exploratory Policy Scenario | ISONE | Other | New Other | New Other | Capacity | MW | 0 | 0 | 0 | 0 | 0 | 0 | 0
Case B Exploratory Policy Scenario | ISONE | Other RE | New Other RE | New Other RE | Capacity | MW | 0 | 0 | 0 | 0 | 59 | 59 | 59
Case B Exploratory Policy Scenario | ISONE | Solar PV | New Solar PV | New Solar PV | Capacity | MW | 0 | 0 | 0 | 0 | 0 | 0 | 10971.7512
Case B Exploratory Policy Scenario | ISONE | Onshore Wind | New Onshore Wind | New Onshore Wind | Capacity | MW | 0 | 492.6571 | 3952.6958 | 4648.6958 | 8009 | 8243.5069 | 8366
Case B Exploratory Policy Scenario | ISONE | Offshore Wind | New Offshore Wind | New Offshore Wind | Capacity | MW | 1545 | 1545 | 4241 | 4241 | 4241 | 9041 | 12030
Case B Exploratory Policy Scenario | ISONE | Battery Storage | New Battery Storage | New Battery Storage | Capacity | MW | 1001 | 1146 | 1596 | 1596 | 1596 | 1596 | 1596
Case B Exploratory Policy Scenario | ISONE | Solar PV | New Solar PV | New Paired Solar PV | Capacity | MW | 0 | 0 | 0 | 0 | 998.3141 | 5845.1925 | 12034.0124
Case B Exploratory Policy Scenario | ISONE | Battery Storage | New Battery Storage | New Paired Battery Storage | Capacity | MW | 0 | 0 | 0 | 0 | 598.9885 | 3507.1155 | 7220.4074
Case B Exploratory Policy Scenario | ISONE | Hydrogen | New Hydrogen | New H2 CC | Capacity | MW | 0 | 0 | 0 | 0 | 0 | 0 | 0
Case B Exploratory Policy Scenario | ISONE | Hydrogen | New Hydrogen | New H2 CT | Capacity | MW | 0 | 0 | 0 | 0 | 0 | 0 | 0
Case B Exploratory Policy Scenario | ISONE | Retire Coal | Retire Coal | Retire Coal | Capacity | MW | 0 | 518.856 | 518.856 | 518.856 | 518.856 | 518.856 | 518.856
Case B Exploratory Policy Scenario | ISONE | Retire Combined Cycle | Retire Combined Cycle | Retire Combined Cycle | Capacity | MW | 0 | 0 | 0 | 0 | 0 | 0 | 0
Case B Exploratory Policy Scenario | ISONE | Retire Combustion Turbine | Retire Combustion Turbine | Retire Combustion Turbine | Capacity | MW | 0 | 5.6 | 5.6 | 5.6 | 5.6 | 5.6 | 5.6
Case B Exploratory Policy Scenario | ISONE | Retire Oil/Gas | Retire Oil/Gas | Retire Oil/Gas | Capacity | MW | 0 | 0 | 0 | 0 | 0 | 0 | 0
Case B Exploratory Policy Scenario | ISONE | Retire Other | Retire Other | Retire Other | Capacity | MW | 0 | 647.4671 | 654.245 | 654.245 | 654.245 | 654.245 | 882.292
Case B Exploratory Policy Scenario | ISONE | Retire Nuclear | Retire Nuclear | Retire Nuclear | Capacity | MW | 0 | 0 | 0 | 0 | 0 | 0 | 0
Case B Exploratory Policy Scenario | ISONE | Coal | Coal | Coal | Generation | GWh | 560.3645 | 0 | 0 | 0 | 0 | 0 | 0
Case B Exploratory Policy Scenario | ISONE | Coal with CCS | Coal with CCS | Coal with CCS | Generation | GWh | 0 | 0 | 0 | 0 | 0 | 0 | 0
Case B Exploratory Policy Scenario | ISONE | Combined Cycle | Combined Cycle | Combined Cycle | Generation | GWh | 42427.7565 | 39980.2834 | 24080.3952 | 26722.1923 | 32430.822 | 19761.2433 | 12958.8572
Case B Exploratory Policy Scenario | ISONE | Combustion Turbine | Combustion Turbine | Combustion Turbine | Generation | GWh | 34.5347 | 8.6449 | 8.386 | 19.6017 | 74.3367 | 23.6769 | 74.7933
Case B Exploratory Policy Scenario | ISONE | Oil/Gas | Oil/Gas | Oil/Gas | Generation | GWh | 0 | 13.9062 | 13.9062 | 14.3013 | 34.9545 | 13.2192 | 2.2032
Case B Exploratory Policy Scenario | ISONE | Other | Other | Other | Generation | GWh | 49.056 | 49.056 | 49.056 | 49.056 | 49.056 | 49.056 | 49.056
Case B Exploratory Policy Scenario | ISONE | Nuclear | Nuclear | Nuclear | Generation | GWh | 26724.9435 | 26724.9435 | 26724.9435 | 26724.9435 | 26724.9435 | 26724.9435 | 26724.9435
Case B Exploratory Policy Scenario | ISONE | Hydro | Hydro | Hydro | Generation | GWh | 8296.4371 | 7200.0362 | 7058.3975 | 7164.7671 | 7041.6294 | 7223.0235 | 7025.4857
Case B Exploratory Policy Scenario | ISONE | Solar PV | Solar PV | Solar PV | Generation | GWh | 5936.0077 | 6226.794 | 6226.794 | 6226.794 | 6226.794 | 6226.794 | 6226.794
Case B Exploratory Policy Scenario | ISONE | Onshore Wind | Onshore Wind | Onshore Wind | Generation | GWh | 5347.9951 | 5527.8366 | 5527.8366 | 5527.8366 | 5527.8366 | 5527.8366 | 5527.8366
Case B Exploratory Policy Scenario | ISONE | Battery Storage | Battery Storage | Battery Storage | Generation | GWh | 6.3588 | 132.3067 | 73.661 | 160.6329 | 264.7692 | 72.6647 | 640.4305
Case B Exploratory Policy Scenario | ISONE | Other RE | Other RE | Other RE | Generation | GWh | 6039.1379 | 4702.5264 | 4629.7842 | 4648.133 | 4494.2646 | 4357.0642 | 2610.3857
Case B Exploratory Policy Scenario | ISONE | Combined Cycle | New Combined Cycle | New Combined Cycle | Generation | GWh | 0 | 0 | 0 | 0 | 0 | 0 | 0
Case B Exploratory Policy Scenario | ISONE | Combustion Turbine | New Combustion Turbine | New Combustion Turbine | Generation | GWh | 0 | 0 | 0 | 0 | 0 | 0 | 0
Case B Exploratory Policy Scenario | ISONE | Other | New Other | New Other | Generation | GWh | 0 | 0 | 0 | 0 | 0 | 0 | 0
Case B Exploratory Policy Scenario | ISONE | Other RE | New Other RE | New Other RE | Generation | GWh | 0 | 0 | 0 | 0 | 342.7584 | 342.7584 | 342.7584
Case B Exploratory Policy Scenario | ISONE | Solar PV | New Solar PV | New Solar PV | Generation | GWh | 0 | 0 | 0 | 0 | 0 | 0 | 23288.0427
Case B Exploratory Policy Scenario | ISONE | Onshore Wind | New Onshore Wind | New Onshore Wind | Generation | GWh | 0 | 2325.9868 | 17411.6538 | 20568.2179 | 34096.9947 | 35169.733 | 35714.7084
Case B Exploratory Policy Scenario | ISONE | Offshore Wind | New Offshore Wind | New Offshore Wind | Generation | GWh | 4432.3851 | 6361.9718 | 15382.1041 | 15382.1041 | 15382.1041 | 37156.0224 | 48060.9381
Case B Exploratory Policy Scenario | ISONE | Battery Storage | New Battery Storage | New Battery Storage | Generation | GWh | 615.2918 | 1285.9527 | 1747.2616 | 1760.8755 | 1822.7896 | 1906.3674 | 1859.8628
Case B Exploratory Policy Scenario | ISONE | Solar PV | New Solar PV | New Paired Solar PV | Generation | GWh | 0 | 0 | 0 | 0 | 2043.844 | 11902.7323 | 24570.3443
Case B Exploratory Policy Scenario | ISONE | Battery Storage | New Battery Storage | New Paired Battery Storage | Generation | GWh | 0 | 0 | 0 | 0 | 673.4276 | 3467.1011 | 9699.2136
Case B Exploratory Policy Scenario | ISONE | Hydrogen | New Hydrogen | New H2 CC | Generation | GWh | 0 | 0 | 0 | 0 | 0 | 0 | 0
Case B Exploratory Policy Scenario | ISONE | Hydrogen | New Hydrogen | New H2 CT | Generation | GWh | 0 | 0 | 0 | 0 | 0 | 0 | 0
Case | State/Region | Technology Aggregate | Technology Type | Technology Sub-Type | Metric | Units | 2025 | 2028 | 2030 | 2032 | 2035 | 2037 | 2040
Case B Exploratory Policy Scenario | RGGI PJM | Coal | Coal | Coal | Capacity | MW | 1695.497 | -2.2737e-13 | 0 | 0 | 0 | 0 | 0
Case B Exploratory Policy Scenario | RGGI PJM | Coal with CCS | Coal with CCS | Coal with CCS | Capacity | MW | 0 | 0 | 0 | 0 | 0 | 0 | 0
Case B Exploratory Policy Scenario | RGGI PJM | Combined Cycle | Combined Cycle | Combined Cycle | Capacity | MW | 10928.399 | 10928.399 | 10928.399 | 10928.399 | 10928.399 | 10928.399 | 10928.399
Case B Exploratory Policy Scenario | RGGI PJM | Combustion Turbine | Combustion Turbine | Combustion Turbine | Capacity | MW | 4430.88 | 4400.98 | 4400.98 | 4400.98 | 4400.98 | 4400.98 | 4400.98
Case B Exploratory Policy Scenario | RGGI PJM | Oil/Gas | Oil/Gas | Oil/Gas | Capacity | MW | 3064.6 | 2388.6 | 2388.6 | 2388.6 | 2388.6 | 2388.6 | 2388.6
Case B Exploratory Policy Scenario | RGGI PJM | Other | Other | Other | Capacity | MW | 0 | 0 | 0 | 0 | 0 | 0 | 0
Case B Exploratory Policy Scenario | RGGI PJM | Nuclear | Nuclear | Nuclear | Capacity | MW | 5244.1 | 5244.1 | 5244.1 | 5244.1 | 4070.1 | 4070.1 | 4070.1
Case B Exploratory Policy Scenario | RGGI PJM | Hydro | Hydro | Hydro | Capacity | MW | 971.28 | 971.28 | 971.28 | 971.28 | 971.28 | 971.28 | 971.28
Case B Exploratory Policy Scenario | RGGI PJM | Solar PV | Solar PV | Solar PV | Capacity | MW | 3131.83 | 3557.93 | 3557.93 | 3557.93 | 3557.93 | 3557.93 | 3557.93
Case B Exploratory Policy Scenario | RGGI PJM | Onshore Wind | Onshore Wind | Onshore Wind | Capacity | MW | 271 | 271 | 271 | 271 | 271 | 271 | 271
Case B Exploratory Policy Scenario | RGGI PJM | Battery Storage | Battery Storage | Battery Storage | Capacity | MW | 151.8 | 201.8 | 201.8 | 201.8 | 201.8 | 201.8 | 201.8
Case B Exploratory Policy Scenario | RGGI PJM | Other RE | Other RE | Other RE | Capacity | MW | 417.231 | 381.275 | 327.275 | 319.275 | 319.275 | 319.275 | 319.275
Case B Exploratory Policy Scenario | RGGI PJM | Combined Cycle | New Combined Cycle | New Combined Cycle | Capacity | MW | 0 | 0 | 0 | 0 | 0 | 0 | 0
Case B Exploratory Policy Scenario | RGGI PJM | Combustion Turbine | New Combustion Turbine | New Combustion Turbine | Capacity | MW | 0 | 0 | 543 | 543 | 543 | 543 | 543
Case B Exploratory Policy Scenario | RGGI PJM | Other | New Other | New Other | Capacity | MW | 0 | 0 | 0 | 0 | 0 | 0 | 0
Case B Exploratory Policy Scenario | RGGI PJM | Other RE | New Other RE | New Other RE | Capacity | MW | 0 | 0 | 0 | 0 | 0 | 0 | 0
Case B Exploratory Policy Scenario | RGGI PJM | Solar PV | New Solar PV | New Solar PV | Capacity | MW | 0 | 0 | 0 | 0 | 0 | 3252.0084 | 8260.3912
Case B Exploratory Policy Scenario | RGGI PJM | Onshore Wind | New Onshore Wind | New Onshore Wind | Capacity | MW | 0 | 209 | 678 | 678 | 1303 | 1303 | 1303
Case B Exploratory Policy Scenario | RGGI PJM | Offshore Wind | New Offshore Wind | New Offshore Wind | Capacity | MW | 0 | 1056.8 | 2204.8 | 13389.8 | 15499.8 | 15499.8 | 19499.8
Case B Exploratory Policy Scenario | RGGI PJM | Battery Storage | New Battery Storage | New Battery Storage | Capacity | MW | 2717.9818 | 2717.9818 | 2717.9818 | 2717.9818 | 2717.9818 | 2717.9818 | 2717.9818
Case B Exploratory Policy Scenario | RGGI PJM | Solar PV | New Solar PV | New Paired Solar PV | Capacity | MW | 0 | 0 | 0 | 0 | 406.0418 | 1154.0334 | 6390.3321
Case B Exploratory Policy Scenario | RGGI PJM | Battery Storage | New Battery Storage | New Paired Battery Storage | Capacity | MW | 0 | 0 | 0 | 0 | 243.6251 | 692.42 | 3834.1993
Case B Exploratory Policy Scenario | RGGI PJM | Hydrogen | New Hydrogen | New H2 CC | Capacity | MW | 0 | 0 | 0 | 0 | 0 | 0 | 0
Case B Exploratory Policy Scenario | RGGI PJM | Hydrogen | New Hydrogen | New H2 CT | Capacity | MW | 0 | 0 | 0 | 0 | 0 | 0 | 0
Case B Exploratory Policy Scenario | RGGI PJM | Retire Coal | Retire Coal | Retire Coal | Capacity | MW | 0 | 1275.497 | 0 | 0 | 0 | 0 | 0
Case B Exploratory Policy Scenario | RGGI PJM | Retire Combined Cycle | Retire Combined Cycle | Retire Combined Cycle | Capacity | MW | 0 | 0 | 0 | 0 | 0 | 0 | 0
Case B Exploratory Policy Scenario | RGGI PJM | Retire Combustion Turbine | Retire Combustion Turbine | Retire Combustion Turbine | Capacity | MW | 0 | 0 | 0 | 0 | 0 | 0 | 0
Case B Exploratory Policy Scenario | RGGI PJM | Retire Oil/Gas | Retire Oil/Gas | Retire Oil/Gas | Capacity | MW | 0 | 0 | 0 | 0 | 0 | 0 | 0
Case B Exploratory Policy Scenario | RGGI PJM | Retire Other | Retire Other | Retire Other | Capacity | MW | 0 | 35.956 | 89.956 | 97.956 | 97.956 | 97.956 | 97.956
Case B Exploratory Policy Scenario | RGGI PJM | Retire Nuclear | Retire Nuclear | Retire Nuclear | Capacity | MW | 0 | 0 | 0 | 0 | 1174 | 1174 | 1174
Case B Exploratory Policy Scenario | RGGI PJM | Coal | Coal | Coal | Generation | GWh | 2184.3196 | 0 | 0 | 0 | 0 | 0 | 0
Case B Exploratory Policy Scenario | RGGI PJM | Coal with CCS | Coal with CCS | Coal with CCS | Generation | GWh | 0 | 0 | 0 | 0 | 0 | 0 | 0
Case B Exploratory Policy Scenario | RGGI PJM | Combined Cycle | Combined Cycle | Combined Cycle | Generation | GWh | 51881.154 | 30209.4176 | 26467.2548 | 18434.5407 | 25297.3441 | 18260.6545 | 6421.576
Case B Exploratory Policy Scenario | RGGI PJM | Combustion Turbine | Combustion Turbine | Combustion Turbine | Generation | GWh | 218.4714 | 105.5634 | 65.6246 | 11.3628 | 11.6316 | 13.8246 | 119.8002
Case B Exploratory Policy Scenario | RGGI PJM | Oil/Gas | Oil/Gas | Oil/Gas | Generation | GWh | 46.5156 | 66 | 60.387 | 30.4884 | 30.4884 | 31.832 | 17.0504
Case B Exploratory Policy Scenario | RGGI PJM | Other | Other | Other | Generation | GWh | 0 | 0 | 0 | 0 | 0 | 0 | 0
Case B Exploratory Policy Scenario | RGGI PJM | Nuclear | Nuclear | Nuclear | Generation | GWh | 42194.0549 | 42194.0549 | 42194.0549 | 42194.0549 | 32270.0676 | 32270.0676 | 32270.0676
Case B Exploratory Policy Scenario | RGGI PJM | Hydro | Hydro | Hydro | Generation | GWh | 1934.1529 | 1932.8434 | 1884.4697 | 1852.1764 | 1859.0488 | 1952.8633 | 2111.1352
Case B Exploratory Policy Scenario | RGGI PJM | Solar PV | Solar PV | Solar PV | Generation | GWh | 5745.2976 | 7395.561 | 7443.9853 | 7443.9853 | 7443.9853 | 7443.9853 | 7443.9853
Case B Exploratory Policy Scenario | RGGI PJM | Onshore Wind | Onshore Wind | Onshore Wind | Generation | GWh | 737.0804 | 785.4449 | 785.4449 | 785.4449 | 785.4449 | 785.4449 | 785.4449
Case B Exploratory Policy Scenario | RGGI PJM | Battery Storage | Battery Storage | Battery Storage | Generation | GWh | 40.1406 | 72.4624 | 26.4425 | 14.333 | 26.5269 | 67.2059 | 187.6661
Case B Exploratory Policy Scenario | RGGI PJM | Other RE | Other RE | Other RE | Generation | GWh | 3140.8425 | 2661.8472 | 2342.1309 | 2317.2021 | 2317.2021 | 2317.8429 | 2329.137
Case B Exploratory Policy Scenario | RGGI PJM | Combined Cycle | New Combined Cycle | New Combined Cycle | Generation | GWh | 0 | 0 | 0 | 0 | 0 | 0 | 0
Case B Exploratory Policy Scenario | RGGI PJM | Combustion Turbine | New Combustion Turbine | New Combustion Turbine | Generation | GWh | 0 | 0 | 192.5344 | 2.2068 | 10.969 | 76.197 | 218.545
Case B Exploratory Policy Scenario | RGGI PJM | Other | New Other | New Other | Generation | GWh | 0 | 0 | 0 | 0 | 0 | 0 | 0
Case B Exploratory Policy Scenario | RGGI PJM | Other RE | New Other RE | New Other RE | Generation | GWh | 0 | 0 | 0 | 0 | 0 | 0 | 0
Case B Exploratory Policy Scenario | RGGI PJM | Solar PV | New Solar PV | New Solar PV | Generation | GWh | 0 | 0 | 0 | 0 | 0 | 6890.1788 | 17519.0315
Case B Exploratory Policy Scenario | RGGI PJM | Onshore Wind | New Onshore Wind | New Onshore Wind | Generation | GWh | 0 | 928.3806 | 2868.869 | 2868.869 | 5113.8822 | 5113.8822 | 5113.8822
Case B Exploratory Policy Scenario | RGGI PJM | Offshore Wind | New Offshore Wind | New Offshore Wind | Generation | GWh | 0 | 4079.1159 | 8805.6615 | 55098.86 | 64045.9155 | 64045.9155 | 81359.3712
Case B Exploratory Policy Scenario | RGGI PJM | Battery Storage | New Battery Storage | New Battery Storage | Generation | GWh | 3742.7496 | 3866.6235 | 3866.2785 | 3742.4759 | 3499.6979 | 3770.3519 | 3825.8789
Case B Exploratory Policy Scenario | RGGI PJM | Solar PV | New Solar PV | New Paired Solar PV | Generation | GWh | 0 | 0 | 0 | 0 | 872.0722 | 2478.5638 | 13724.773
Case B Exploratory Policy Scenario | RGGI PJM | Battery Storage | New Battery Storage | New Paired Battery Storage | Generation | GWh | 0 | 0 | 0 | 0 | 334.9845 | 1010.9332 | 5283.1807
Case B Exploratory Policy Scenario | RGGI PJM | Hydrogen | New Hydrogen | New H2 CC | Generation | GWh | 0 | 0 | 0 | 0 | 0 | 0 | 0
Case B Exploratory Policy Scenario | RGGI PJM | Hydrogen | New Hydrogen | New H2 CT | Generation | GWh | 0 | 0 | 0 | 0 | 0 | 0 | 0
Case | State/Region | Technology Aggregate | Technology Type | Technology Sub-Type | Metric | Units | 2025 | 2028 | 2030 | 2032 | 2035 | 2037 | 2040
Case B Exploratory Policy Scenario | Non-RGGI Eastern Interconnection | Coal | Coal | Coal | Capacity | MW | 117747.2164 | 70364.9648 | 32273.0668 | 2102.2818 | 1527.5269 | 1405.6571 | 1252.3271
Case B Exploratory Policy Scenario | Non-RGGI Eastern Interconnection | Coal with CCS | Coal with CCS | Coal with CCS | Capacity | MW | 0 | 0 | 0 | 6809.6456 | 6809.6456 | 6809.6456 | 6809.6456
Case B Exploratory Policy Scenario | Non-RGGI Eastern Interconnection | Combined Cycle | Combined Cycle | Combined Cycle | Capacity | MW | 175351.3028 | 178652.3028 | 178652.3028 | 178183.0929 | 178183.0929 | 178100.6429 | 166893.3693
Case B Exploratory Policy Scenario | Non-RGGI Eastern Interconnection | Combustion Turbine | Combustion Turbine | Combustion Turbine | Capacity | MW | 108679.061 | 107070.561 | 106634.01 | 105658.239 | 105651.5196 | 103878.1129 | 91411.6652
Case B Exploratory Policy Scenario | Non-RGGI Eastern Interconnection | Oil/Gas | Oil/Gas | Oil/Gas | Capacity | MW | 64329.5726 | 64251.4764 | 85817.2246 | 85647.2246 | 84463.7505 | 70327.9619 | 43155.6468
Case B Exploratory Policy Scenario | Non-RGGI Eastern Interconnection | Other | Other | Other | Capacity | MW | 237.6 | 237.6 | 237.6 | 237.6 | 237.6 | 237.6 | 237.6
Case B Exploratory Policy Scenario | Non-RGGI Eastern Interconnection | Nuclear | Nuclear | Nuclear | Capacity | MW | 82051 | 83017 | 83010 | 83538 | 78400.5384 | 71708.68 | 44324.4347
Case B Exploratory Policy Scenario | Non-RGGI Eastern Interconnection | Hydro | Hydro | Hydro | Capacity | MW | 60401.618 | 60402.613 | 60402.613 | 60401.213 | 60401.213 | 60401.213 | 60401.213
Case B Exploratory Policy Scenario | Non-RGGI Eastern Interconnection | Solar PV | Solar PV | Solar PV | Capacity | MW | 52169.698 | 54924.698 | 54924.698 | 54924.698 | 54924.698 | 54924.698 | 54924.698
Case B Exploratory Policy Scenario | Non-RGGI Eastern Interconnection | Onshore Wind | Onshore Wind | Onshore Wind | Capacity | MW | 87104.957 | 88114.957 | 88114.957 | 88114.957 | 88114.957 | 88114.957 | 88114.957
Case B Exploratory Policy Scenario | Non-RGGI Eastern Interconnection | Battery Storage | Battery Storage | Battery Storage | Capacity | MW | 1222.4 | 1632.4 | 1632.4 | 1632.4 | 1632.4 | 1632.4 | 1632.4
Case B Exploratory Policy Scenario | Non-RGGI Eastern Interconnection | Other RE | Other RE | Other RE | Capacity | MW | 6433.43 | 3971.135 | 3911.135 | 3864.635 | 3864.635 | 3441.986 | 3422.926
Case B Exploratory Policy Scenario | Non-RGGI Eastern Interconnection | Combined Cycle | New Combined Cycle | New Combined Cycle | Capacity | MW | 0 | 24929.432 | 29230.6702 | 33476.5363 | 33542.3252 | 38927.4036 | 43383.1459
Case B Exploratory Policy Scenario | Non-RGGI Eastern Interconnection | Combustion Turbine | New Combustion Turbine | New Combustion Turbine | Capacity | MW | 0 | 542.082 | 542.082 | 4027.1481 | 4027.1481 | 4027.1481 | 4027.1481
Case B Exploratory Policy Scenario | Non-RGGI Eastern Interconnection | Other | New Other | New Other | Capacity | MW | 0 | 0 | 0 | 0 | 0 | 0 | 0
Case B Exploratory Policy Scenario | Non-RGGI Eastern Interconnection | Other RE | New Other RE | New Other RE | Capacity | MW | 0 | 0 | 0 | 7114 | 7114 | 7114 | 7114
Case B Exploratory Policy Scenario | Non-RGGI Eastern Interconnection | Solar PV | New Solar PV | New Solar PV | Capacity | MW | 0 | 0 | 0 | 0 | 7443.358 | 96413.7096 | 187683.6057
Case B Exploratory Policy Scenario | Non-RGGI Eastern Interconnection | Onshore Wind | New Onshore Wind | New Onshore Wind | Capacity | MW | 0 | 12404.0849 | 66461.5206 | 85272.1511 | 112812.3968 | 121550.9711 | 291561.541
Case B Exploratory Policy Scenario | Non-RGGI Eastern Interconnection | Offshore Wind | New Offshore Wind | New Offshore Wind | Capacity | MW | 12 | 2612 | 2612 | 2612 | 5200 | 5200 | 5200
Case B Exploratory Policy Scenario | Non-RGGI Eastern Interconnection | Battery Storage | New Battery Storage | New Battery Storage | Capacity | MW | 8655.8702 | 8655.8702 | 11337.5832 | 11337.5832 | 13644.1158 | 13644.1158 | 13644.1158
Case B Exploratory Policy Scenario | Non-RGGI Eastern Interconnection | Solar PV | New Solar PV | New Paired Solar PV | Capacity | MW | 0 | 0 | 8191.4234 | 28063.5231 | 44538.6732 | 52540.6199 | 101054.9319
Case B Exploratory Policy Scenario | Non-RGGI Eastern Interconnection | Battery Storage | New Battery Storage | New Paired Battery Storage | Capacity | MW | 0 | 0 | 4914.8541 | 16838.1138 | 26723.2039 | 31524.3719 | 60632.9591
Case B Exploratory Policy Scenario | Non-RGGI Eastern Interconnection | Hydrogen | New Hydrogen | New H2 CC | Capacity | MW | 0 | 0 | 0 | 0 | 0 | 0 | 0
Case B Exploratory Policy Scenario | Non-RGGI Eastern Interconnection | Hydrogen | New Hydrogen | New H2 CT | Capacity | MW | 0 | 0 | 0 | 601 | 601 | 601 | 601
Case B Exploratory Policy Scenario | Non-RGGI Eastern Interconnection | Retire Coal | Retire Coal | Retire Coal | Capacity | MW | 0 | 19226.4892 | 23157.5819 | 38188.6253 | 33629.3342 | 33751.204 | 33904.534
Case B Exploratory Policy Scenario | Non-RGGI Eastern Interconnection | Retire Combined Cycle | Retire Combined Cycle | Retire Combined Cycle | Capacity | MW | 0 | 0 | 0 | 265 | 265 | 347.45 | 11554.7237
Case B Exploratory Policy Scenario | Non-RGGI Eastern Interconnection | Retire Combustion Turbine | Retire Combustion Turbine | Retire Combustion Turbine | Capacity | MW | 0 | 191.1 | 319.651 | 696.222 | 702.9415 | 2476.3481 | 14449.5958
Case B Exploratory Policy Scenario | Non-RGGI Eastern Interconnection | Retire Oil/Gas | Retire Oil/Gas | Retire Oil/Gas | Capacity | MW | 0 | 2465.4406 | 1933.0797 | 1689.0797 | 1738.5539 | 15874.3424 | 43046.6575
Case B Exploratory Policy Scenario | Non-RGGI Eastern Interconnection | Retire Other | Retire Other | Retire Other | Capacity | MW | 0 | 2423.805 | 2483.805 | 2530.305 | 2530.305 | 2952.954 | 2972.014
Case B Exploratory Policy Scenario | Non-RGGI Eastern Interconnection | Retire Nuclear | Retire Nuclear | Retire Nuclear | Capacity | MW | 0 | 0 | 0 | 0 | 7487.4616 | 14179.32 | 41563.5653
Case B Exploratory Policy Scenario | Non-RGGI Eastern Interconnection | Coal | Coal | Coal | Generation | GWh | 574871.5014 | 358496.3499 | 142484.5805 | 8629.7915 | 7142.0646 | 6671.4227 | 5726.1569
Case B Exploratory Policy Scenario | Non-RGGI Eastern Interconnection | Coal with CCS | Coal with CCS | Coal with CCS | Generation | GWh | 0 | 0 | 0 | 59652.4958 | 59652.4958 | 59652.4958 | 59652.4958
Case B Exploratory Policy Scenario | Non-RGGI Eastern Interconnection | Combined Cycle | Combined Cycle | Combined Cycle | Generation | GWh | 1014457.0041 | 1096208.3132 | 1054985.8446 | 1088621.6497 | 1075341.511 | 965393.8964 | 409106.4829
Case B Exploratory Policy Scenario | Non-RGGI Eastern Interconnection | Combustion Turbine | Combustion Turbine | Combustion Turbine | Generation | GWh | 10060.6576 | 10635.9043 | 15350.7564 | 18035.7753 | 15298.055 | 4975.3275 | 1438.8771
Case B Exploratory Policy Scenario | Non-RGGI Eastern Interconnection | Oil/Gas | Oil/Gas | Oil/Gas | Generation | GWh | 10951.5631 | 19576.5515 | 51761.5126 | 80912.4041 | 54298.0052 | 22149.5028 | 310.8598
Case B Exploratory Policy Scenario | Non-RGGI Eastern Interconnection | Other | Other | Other | Generation | GWh | 2081.376 | 2081.376 | 2081.376 | 2081.376 | 2081.376 | 2081.376 | 2081.376
Case B Exploratory Policy Scenario | Non-RGGI Eastern Interconnection | Nuclear | Nuclear | Nuclear | Generation | GWh | 659094.4965 | 666682.6741 | 667773.3506 | 674170.1126 | 639378.6752 | 586937.1596 | 344965.6818
Case B Exploratory Policy Scenario | Non-RGGI Eastern Interconnection | Hydro | Hydro | Hydro | Generation | GWh | 195057.1179 | 194417.9002 | 192363.303 | 188422.6626 | 188108.9627 | 194654.0382 | 193362.0203
Case B Exploratory Policy Scenario | Non-RGGI Eastern Interconnection | Solar PV | Solar PV | Solar PV | Generation | GWh | 112255.3996 | 121213.6138 | 121213.6138 | 121213.6138 | 121213.6138 | 121213.6138 | 121042.9815
Case B Exploratory Policy Scenario | Non-RGGI Eastern Interconnection | Onshore Wind | Onshore Wind | Onshore Wind | Generation | GWh | 302152.6874 | 308268.2616 | 308263.4643 | 308268.2616 | 308267.2353 | 308267.2353 | 295651.4306
Case B Exploratory Policy Scenario | Non-RGGI Eastern Interconnection | Battery Storage | Battery Storage | Battery Storage | Generation | GWh | 938.2315 | 796.0867 | 642.0062 | 353.2777 | 284.4003 | 658.6907 | 1605.2675
Case B Exploratory Policy Scenario | Non-RGGI Eastern Interconnection | Other RE | Other RE | Other RE | Generation | GWh | 34555.5415 | 29272.8526 | 27764.5446 | 27584.6246 | 28871.7657 | 26292.0781 | 25194.8932
Case B Exploratory Policy Scenario | Non-RGGI Eastern Interconnection | Combined Cycle | New Combined Cycle | New Combined Cycle | Generation | GWh | 0 | 205977.218 | 242051.0585 | 121107.3092 | 121625.1931 | 140726.2284 | 140246.5326
Case B Exploratory Policy Scenario | Non-RGGI Eastern Interconnection | Combustion Turbine | New Combustion Turbine | New Combustion Turbine | Generation | GWh | 0 | 351.6956 | 342.5958 | 2486.2698 | 2536.8579 | 1973.9549 | 879.0555
Case B Exploratory Policy Scenario | Non-RGGI Eastern Interconnection | Other | New Other | New Other | Generation | GWh | 0 | 0 | 0 | 0 | 0 | 0 | 0
Case B Exploratory Policy Scenario | Non-RGGI Eastern Interconnection | Other RE | New Other RE | New Other RE | Generation | GWh | 0 | 0 | 0 | 37893.9128 | 37893.9128 | 37893.9128 | 37893.9128
Case B Exploratory Policy Scenario | Non-RGGI Eastern Interconnection | Solar PV | New Solar PV | New Solar PV | Generation | GWh | 0 | 0 | 0 | 0 | 20111.558 | 231549.2867 | 446499.7449
Case B Exploratory Policy Scenario | Non-RGGI Eastern Interconnection | Onshore Wind | New Onshore Wind | New Onshore Wind | Generation | GWh | 0 | 48738.953 | 282061.0777 | 361533.753 | 466404.4203 | 504817.7644 | 1127410.265
Case B Exploratory Policy Scenario | Non-RGGI Eastern Interconnection | Offshore Wind | New Offshore Wind | New Offshore Wind | Generation | GWh | 46.3185 | 10751.0385 | 10751.0385 | 10751.0385 | 21268.14 | 21268.14 | 21268.14
Case B Exploratory Policy Scenario | Non-RGGI Eastern Interconnection | Battery Storage | New Battery Storage | New Battery Storage | Generation | GWh | 7566.8538 | 9246.7182 | 12442.4094 | 8907.0515 | 10319.7165 | 22567.5756 | 24866.3452
Case B Exploratory Policy Scenario | Non-RGGI Eastern Interconnection | Solar PV | New Solar PV | New Paired Solar PV | Generation | GWh | 0 | 0 | 18801.7718 | 65567.3395 | 105614.3595 | 126169.3028 | 244606.5157
Case B Exploratory Policy Scenario | Non-RGGI Eastern Interconnection | Battery Storage | New Battery Storage | New Paired Battery Storage | Generation | GWh | 0 | 0 | 5415.9261 | 16572.5011 | 24564.2748 | 45700.1399 | 88517.0544
Case B Exploratory Policy Scenario | Non-RGGI Eastern Interconnection | Hydrogen | New Hydrogen | New H2 CC | Generation | GWh | 0 | 0 | 0 | 0 | 0 | 0 | 0
Case B Exploratory Policy Scenario | Non-RGGI Eastern Interconnection | Hydrogen | New Hydrogen | New H2 CT | Generation | GWh | 0 | 0 | 0 | 0 | 0 | 0 | 0
Case | State/Region | Technology Aggregate | Technology Type | Technology Sub-Type | Metric | Units | 2025 | 2028 | 2030 | 2032 | 2035 | 2037 | 2040
Case B Exploratory Policy Scenario | ON | Coal | Coal | Coal | Capacity | MW | 0 | 0 | 0 | 0 | 0 | 0 | 0
Case B Exploratory Policy Scenario | ON | Coal with CCS | Coal with CCS | Coal with CCS | Capacity | MW | 0 | 0 | 0 | 0 | 0 | 0 | 0
Case B Exploratory Policy Scenario | ON | Combined Cycle | Combined Cycle | Combined Cycle | Capacity | MW | 6655.6258 | 6655.6258 | 6655.6258 | 6655.6258 | 6655.6258 | 6655.6258 | 6655.6258
Case B Exploratory Policy Scenario | ON | Combustion Turbine | Combustion Turbine | Combustion Turbine | Capacity | MW | 1082.25 | 1082.25 | 1082.25 | 1082.25 | 1082.25 | 1082.25 | 1082.25
Case B Exploratory Policy Scenario | ON | Oil/Gas | Oil/Gas | Oil/Gas | Capacity | MW | 2503.417 | 2503.417 | 2503.417 | 2503.417 | 2503.417 | 2503.417 | 2503.417
Case B Exploratory Policy Scenario | ON | Other | Other | Other | Capacity | MW | 0 | 0 | 0 | 0 | 0 | 0 | 0
Case B Exploratory Policy Scenario | ON | Nuclear | Nuclear | Nuclear | Capacity | MW | 9508 | 9068 | 9051 | 9579 | 11929 | 11929 | 11929
Case B Exploratory Policy Scenario | ON | Hydro | Hydro | Hydro | Capacity | MW | 9264.568 | 9264.568 | 9264.568 | 9264.568 | 9264.568 | 9264.568 | 9264.568
Case B Exploratory Policy Scenario | ON | Solar PV | Solar PV | Solar PV | Capacity | MW | 1480.67 | 1480.67 | 1480.67 | 1480.67 | 1480.67 | 1480.67 | 1480.67
Case B Exploratory Policy Scenario | ON | Onshore Wind | Onshore Wind | Onshore Wind | Capacity | MW | 5045.395 | 5045.395 | 5045.395 | 5045.395 | 5045.395 | 5045.395 | 5045.395
Case B Exploratory Policy Scenario | ON | Battery Storage | Battery Storage | Battery Storage | Capacity | MW | 0 | 0 | 0 | 0 | 0 | 0 | 0
Case B Exploratory Policy Scenario | ON | Other RE | Other RE | Other RE | Capacity | MW | 603.469 | 235.3 | 235.3 | 235.3 | 235.3 | 235.3 | 235.3
Case B Exploratory Policy Scenario | ON | Combined Cycle | New Combined Cycle | New Combined Cycle | Capacity | MW | 0 | 0 | 0 | 110.8128 | 110.8128 | 110.8128 | 110.8128
Case B Exploratory Policy Scenario | ON | Combustion Turbine | New Combustion Turbine | New Combustion Turbine | Capacity | MW | 0 | 0 | 0 | 40.8771 | 40.8771 | 40.8771 | 40.8771
Case B Exploratory Policy Scenario | ON | Other | New Other | New Other | Capacity | MW | 0 | 0 | 0 | 0 | 0 | 0 | 0
Case B Exploratory Policy Scenario | ON | Other RE | New Other RE | New Other RE | Capacity | MW | 0 | 0 | 0 | 0 | 0 | 0 | 0
Case B Exploratory Policy Scenario | ON | Solar PV | New Solar PV | New Solar PV | Capacity | MW | 0 | 0 | 0 | 0 | 0 | 0 | 0
Case B Exploratory Policy Scenario | ON | Onshore Wind | New Onshore Wind | New Onshore Wind | Capacity | MW | 0 | 0 | 0 | 1512.3581 | 1512.3581 | 1941.4393 | 3851.758
Case B Exploratory Policy Scenario | ON | Offshore Wind | New Offshore Wind | New Offshore Wind | Capacity | MW | 0 | 0 | 0 | 0 | 0 | 0 | 0
Case B Exploratory Policy Scenario | ON | Battery Storage | New Battery Storage | New Battery Storage | Capacity | MW | 0 | 0 | 0 | 0 | 0 | 0 | 0
Case B Exploratory Policy Scenario | ON | Solar PV | New Solar PV | New Paired Solar PV | Capacity | MW | 0 | 0 | 0 | 0 | 0 | 0 | 0
Case B Exploratory Policy Scenario | ON | Battery Storage | New Battery Storage | New Paired Battery Storage | Capacity | MW | 0 | 0 | 0 | 0 | 0 | 0 | 0
Case B Exploratory Policy Scenario | ON | Hydrogen | New Hydrogen | New H2 CC | Capacity | MW | 0 | 0 | 0 | 0 | 0 | 0 | 0
Case B Exploratory Policy Scenario | ON | Hydrogen | New Hydrogen | New H2 CT | Capacity | MW | 0 | 0 | 0 | 0 | 0 | 0 | 0
Case B Exploratory Policy Scenario | ON | Retire Coal | Retire Coal | Retire Coal | Capacity | MW | 0 | 0 | 0 | 0 | 0 | 0 | 0
Case B Exploratory Policy Scenario | ON | Retire Combined Cycle | Retire Combined Cycle | Retire Combined Cycle | Capacity | MW | 0 | 0 | 0 | 0 | 0 | 0 | 0
Case B Exploratory Policy Scenario | ON | Retire Combustion Turbine | Retire Combustion Turbine | Retire Combustion Turbine | Capacity | MW | 0 | 0 | 0 | 0 | 0 | 0 | 0
Case B Exploratory Policy Scenario | ON | Retire Oil/Gas | Retire Oil/Gas | Retire Oil/Gas | Capacity | MW | 0 | 0 | 0 | 0 | 0 | 0 | 0
Case B Exploratory Policy Scenario | ON | Retire Other | Retire Other | Retire Other | Capacity | MW | 0 | 368.169 | 368.169 | 368.169 | 368.169 | 368.169 | 368.169
Case B Exploratory Policy Scenario | ON | Retire Nuclear | Retire Nuclear | Retire Nuclear | Capacity | MW | 0 | 0 | 0 | 0 | 0 | 0 | 0
Case B Exploratory Policy Scenario | ON | Coal | Coal | Coal | Generation | GWh | 0 | 0 | 0 | 0 | 0 | 0 | 0
Case B Exploratory Policy Scenario | ON | Coal with CCS | Coal with CCS | Coal with CCS | Generation | GWh | 0 | 0 | 0 | 0 | 0 | 0 | 0
Case B Exploratory Policy Scenario | ON | Combined Cycle | Combined Cycle | Combined Cycle | Generation | GWh | 8680.4987 | 20616.9257 | 23100.381 | 24421.54 | 21072.4171 | 21826.0783 | 20619.382
Case B Exploratory Policy Scenario | ON | Combustion Turbine | Combustion Turbine | Combustion Turbine | Generation | GWh | 0 | 37.1792 | 273.451 | 295.2242 | 26.6614 | 280.8008 | 90.7095
Case B Exploratory Policy Scenario | ON | Oil/Gas | Oil/Gas | Oil/Gas | Generation | GWh | 0 | 0 | 0.51898 | 0.51898 | 0 | 0 | 0
Case B Exploratory Policy Scenario | ON | Other | Other | Other | Generation | GWh | 0 | 0 | 0 | 0 | 0 | 0 | 0
Case B Exploratory Policy Scenario | ON | Nuclear | Nuclear | Nuclear | Generation | GWh | 80731.5926 | 76463.0705 | 77535.2497 | 83912.04 | 104134.2915 | 104498.04 | 102782.7665
Case B Exploratory Policy Scenario | ON | Hydro | Hydro | Hydro | Generation | GWh | 41152.7626 | 41147.0206 | 41155.0853 | 41153.9441 | 41172.4246 | 41190.0485 | 41218.379
Case B Exploratory Policy Scenario | ON | Solar PV | Solar PV | Solar PV | Generation | GWh | 2939.2688 | 2939.2688 | 2939.2688 | 2939.2688 | 2939.2688 | 2939.2688 | 2939.2688
Case B Exploratory Policy Scenario | ON | Onshore Wind | Onshore Wind | Onshore Wind | Generation | GWh | 14626.0581 | 14626.0581 | 14626.0581 | 14626.0581 | 14626.0581 | 14626.0581 | 14626.0581
Case B Exploratory Policy Scenario | ON | Battery Storage | Battery Storage | Battery Storage | Generation | GWh | 0 | 0 | 0 | 0 | 0 | 0 | 0
Case B Exploratory Policy Scenario | ON | Other RE | Other RE | Other RE | Generation | GWh | 3362.3474 | 1861.7297 | 1861.7297 | 1861.7297 | 1861.7297 | 1861.7297 | 1861.7297
Case B Exploratory Policy Scenario | ON | Combined Cycle | New Combined Cycle | New Combined Cycle | Generation | GWh | 0 | 0 | 0 | 685.3769 | 625.2056 | 645.085 | 598.7213
Case B Exploratory Policy Scenario | ON | Combustion Turbine | New Combustion Turbine | New Combustion Turbine | Generation | GWh | 0 | 0 | 0 | 4.4147 | 0 | 1.3489 | 2.4117
Case B Exploratory Policy Scenario | ON | Other | New Other | New Other | Generation | GWh | 0 | 0 | 0 | 0 | 0 | 0 | 0
Case B Exploratory Policy Scenario | ON | Other RE | New Other RE | New Other RE | Generation | GWh | 0 | 0 | 0 | 0 | 0 | 0 | 0
Case B Exploratory Policy Scenario | ON | Solar PV | New Solar PV | New Solar PV | Generation | GWh | 0 | 0 | 0 | 0 | 0 | 0 | 0
Case B Exploratory Policy Scenario | ON | Onshore Wind | New Onshore Wind | New Onshore Wind | Generation | GWh | 0 | 0 | 0 | 7225.6289 | 7225.6289 | 9254.4341 | 18308.4593
Case B Exploratory Policy Scenario | ON | Offshore Wind | New Offshore Wind | New Offshore Wind | Generation | GWh | 0 | 0 | 0 | 0 | 0 | 0 | 0
Case B Exploratory Policy Scenario | ON | Battery Storage | New Battery Storage | New Battery Storage | Generation | GWh | 0 | 0 | 0 | 0 | 0 | 0 | 0
Case B Exploratory Policy Scenario | ON | Solar PV | New Solar PV | New Paired Solar PV | Generation | GWh | 0 | 0 | 0 | 0 | 0 | 0 | 0
Case B Exploratory Policy Scenario | ON | Battery Storage | New Battery Storage | New Paired Battery Storage | Generation | GWh | 0 | 0 | 0 | 0 | 0 | 0 | 0
Case B Exploratory Policy Scenario | ON | Hydrogen | New Hydrogen | New H2 CC | Generation | GWh | 0 | 0 | 0 | 0 | 0 | 0 | 0
Case B Exploratory Policy Scenario | ON | Hydrogen | New Hydrogen | New H2 CT | Generation | GWh | 0 | 0 | 0 | 0 | 0 | 0 | 0
Case | State/Region | Technology Aggregate | Technology Type | Technology Sub-Type | Metric | Units | 2025 | 2028 | 2030 | 2032 | 2035 | 2037 | 2040
Case B Exploratory Policy Scenario | CT | All | All | All | CO2 Emissions | Million Metric Tons | 7.4357 | 7.1078 | 3.2403 | 3.3492 | 3.5801 | 3.3629 | 0
Case B Exploratory Policy Scenario | DE | All | All | All | CO2 Emissions | Million Metric Tons | 2.5576 | 1.2663 | 1.1162 | 0.33966 | 0.48007 | 0.38135 | 0.17378
Case B Exploratory Policy Scenario | ME | All | All | All | CO2 Emissions | Million Metric Tons | 1.0961 | 0.46861 | 0.20614 | 0.36437 | 0.51257 | 0.24172 | 0
Case B Exploratory Policy Scenario | MD | All | All | All | CO2 Emissions | Million Metric Tons | 7.1049 | 3.0408 | 3.1297 | 3.2047 | 4.0389 | 1.8945 | 0.59768
Case B Exploratory Policy Scenario | MA | All | All | All | CO2 Emissions | Million Metric Tons | 5.4146 | 5.2859 | 3.7336 | 4.2031 | 5.1292 | 2.3173 | 3.1156
Case B Exploratory Policy Scenario | NH | All | All | All | CO2 Emissions | Million Metric Tons | 1.6338 | 1.0257 | 0.77354 | 1.0142 | 1.5799 | 0.74915 | 1.0469
Case B Exploratory Policy Scenario | NJ | All | All | All | CO2 Emissions | Million Metric Tons | 18.2051 | 11.4107 | 9.9404 | 7.1419 | 8.9447 | 7.3674 | 2.1112
Case B Exploratory Policy Scenario | NY | All | All | All | CO2 Emissions | Million Metric Tons | 17.5485 | 9.5843 | 6.6272 | 5.7261 | 5.5678 | 5.0753 | 0
Case B Exploratory Policy Scenario | RI | All | All | All | CO2 Emissions | Million Metric Tons | 2.4528 | 2.3989 | 1.7316 | 1.8836 | 2.4933 | 1.3276 | 1.1434
Case B Exploratory Policy Scenario | VT | All | All | All | CO2 Emissions | Million Metric Tons | 0 | 0 | 0 | 0 | 0 | 0 | 0
Case B Exploratory Policy Scenario | ON | All | All | All | CO2 Emissions | Million Metric Tons | 5.397 | 8.6285 | 9.8754 | 10.6607 | 9.0952 | 9.5311 | 8.9487
Case B Exploratory Policy Scenario | 10-State Contributions | All | All | All | CO2 Emissions | Million Metric Tons | 63.449 | 41.5889 | 30.4987 | 27.2267 | 32.3265 | 22.7171 | 8.1886
Case B Exploratory Policy Scenario | RGGI PJM | All | All | All | CO2 Emissions | Million Metric Tons | 27.8676 | 15.7178 | 14.1863 | 10.6862 | 13.4637 | 9.6432 | 2.8827
Case B Exploratory Policy Scenario | Non-RGGI PJM | All | All | All | CO2 Emissions | Million Metric Tons | 539.2174 | 430.8207 | 350.0367 | 286.538 | 272.5083 | 241.5293 | 124.1182
Case | State/Region | Technology Aggregate | Technology Type | Technology Sub-Type | Metric | Units | 2025 | 2028 | 2030 | 2032 | 2035 | 2037 | 2040
Case B Exploratory Policy Scenario | ISONE | Coal | Coal | Coal | CO2 Emissions | Million Metric Tons | 0.67411 | 0 | 0 | 0 | 0 | 0 | 0
Case B Exploratory Policy Scenario | ISONE | Combined Cycle | Combined Cycle | Combined Cycle | CO2 Emissions | Million Metric Tons | 17.3588 | 16.2868 | 9.6852 | 10.8144 | 13.281 | 7.9986 | 5.3059
Case B Exploratory Policy Scenario | ISONE | Combustion Turbine | Combustion Turbine | Combustion Turbine | CO2 Emissions | Million Metric Tons | 0 | 0 | 0 | 0 | 0.014015 | 0 | 0
Case B Exploratory Policy Scenario | ISONE | Oil/Gas | Oil/Gas | Oil/Gas | CO2 Emissions | Million Metric Tons | 0 | 0 | 0 | 0 | 0 | 0 | 0
Case B Exploratory Policy Scenario | ISONE | Combined Cycle | New Combined Cycle | New Combined Cycle | CO2 Emissions | Million Metric Tons | 0 | 0 | 0 | 0 | 0 | 0 | 0
Case B Exploratory Policy Scenario | ISONE | Combustion Turbine | New Combustion Turbine | New Combustion Turbine | CO2 Emissions | Million Metric Tons | 0 | 0 | 0 | 0 | 0 | 0 | 0
Case B Exploratory Policy Scenario | NYISO | Coal | Coal | Coal | CO2 Emissions | Million Metric Tons | 0 | 0 | 0 | 0 | 0 | 0 | 0
Case B Exploratory Policy Scenario | NYISO | Combined Cycle | Combined Cycle | Combined Cycle | CO2 Emissions | Million Metric Tons | 17.688 | 9.8182 | 8.0038 | 7.1206 | 8.0706 | 6.713 | 0
Case B Exploratory Policy Scenario | NYISO | Combustion Turbine | Combustion Turbine | Combustion Turbine | CO2 Emissions | Million Metric Tons | 0.45932 | 0.11952 | 0.054406 | 0.073397 | 0.0028809 | 0.026055 | 0
Case B Exploratory Policy Scenario | NYISO | Oil/Gas | Oil/Gas | Oil/Gas | CO2 Emissions | Million Metric Tons | 2.215 | 2.2479 | 1.1593 | 1.1475 | 0.047228 | 0.047228 | 0
Case B Exploratory Policy Scenario | NYISO | Combined Cycle | New Combined Cycle | New Combined Cycle | CO2 Emissions | Million Metric Tons | 0 | 0 | 0 | 0 | 0 | 0 | 0
Case B Exploratory Policy Scenario | NYISO | Combustion Turbine | New Combustion Turbine | New Combustion Turbine | CO2 Emissions | Million Metric Tons | 0 | 0 | 0 | 0 | 0 | 0 | 0
Case B Exploratory Policy Scenario | PJM | Coal | Coal | Coal | CO2 Emissions | Million Metric Tons | 2.5524 | 0 | 0 | 0 | 0 | 0 | 0
Case B Exploratory Policy Scenario | PJM | Combined Cycle | Combined Cycle | Combined Cycle | CO2 Emissions | Million Metric Tons | 21.9349 | 12.6519 | 11.0722 | 7.6864 | 10.5644 | 7.619 | 2.6843
Case B Exploratory Policy Scenario | PJM | Combustion Turbine | Combustion Turbine | Combustion Turbine | CO2 Emissions | Million Metric Tons | 0.13481 | 0.059078 | 0.033956 | 0.0068091 | 0.004136 | 0.0068091 | 0.071703
Case B Exploratory Policy Scenario | PJM | Oil/Gas | Oil/Gas | Oil/Gas | CO2 Emissions | Million Metric Tons | 0 | 0 | 0 | 0 | 0 | 0 | 0
Case B Exploratory Policy Scenario | PJM | Combined Cycle | New Combined Cycle | New Combined Cycle | CO2 Emissions | Million Metric Tons | 0 | 0 | 0 | 0 | 0 | 0 | 0
Case B Exploratory Policy Scenario | PJM | Combustion Turbine | New Combustion Turbine | New Combustion Turbine | CO2 Emissions | Million Metric Tons | 0 | 0 | 0.11164 | 0.0012796 | 0.0063603 | 0.044182 | 0.12672
Case B Exploratory Policy Scenario | SERC | Coal | Coal | Coal | CO2 Emissions | Million Metric Tons | 133.6806 | 54.8426 | 24.0031 | 1.1082 | 0 | 0 | 0
Case B Exploratory Policy Scenario | SERC | Combined Cycle | Combined Cycle | Combined Cycle | CO2 Emissions | Million Metric Tons | 100.8838 | 100.9289 | 104.3257 | 118.0292 | 119.8284 | 102.0946 | 33.3275
Case B Exploratory Policy Scenario | SERC | Combustion Turbine | Combustion Turbine | Combustion Turbine | CO2 Emissions | Million Metric Tons | 1.1625 | 0.90636 | 1.2696 | 1.1563 | 1.2758 | 0.37668 | 0.037434
Case B Exploratory Policy Scenario | SERC | Oil/Gas | Oil/Gas | Oil/Gas | CO2 Emissions | Million Metric Tons | 0.1823 | 0.56498 | 1.7979 | 3.8596 | 3.6505 | 2.6445 | 0.066861
Case B Exploratory Policy Scenario | SERC | Combined Cycle | New Combined Cycle | New Combined Cycle | CO2 Emissions | Million Metric Tons | 0 | 22.1018 | 26.7163 | 10.9883 | 10.9883 | 10.9883 | 10.461
Case B Exploratory Policy Scenario | SERC | Combustion Turbine | New Combustion Turbine | New Combustion Turbine | CO2 Emissions | Million Metric Tons | 0 | 0 | 0 | 0.00048616 | 0.00048616 | 0.039987 | 0.049589
Case | State/Region | Technology Aggregate | Technology Type | Technology Sub-Type | Metric | Units | 2025 | 2028 | 2030 | 2032 | 2035 | 2037 | 2040
Case B Exploratory Policy Scenario | Eastern Interconnection | Coal | Coal | Coal | CO2 Emissions | Million Metric Tons | 614.5874 | 381.2376 | 151.633 | 9.622 | 8.4369 | 7.8383 | 6.669
Case B Exploratory Policy Scenario | Eastern Interconnection | Combined Cycle | Combined Cycle | Combined Cycle | CO2 Emissions | Million Metric Tons | 482.1277 | 498.4188 | 471.4391 | 478.2065 | 478.9263 | 420.742 | 172.42
Case B Exploratory Policy Scenario | Eastern Interconnection | Combustion Turbine | Combustion Turbine | Combustion Turbine | CO2 Emissions | Million Metric Tons | 6.9647 | 6.8788 | 9.916 | 11.494 | 9.7464 | 3.1997 | 1.0837
Case B Exploratory Policy Scenario | Eastern Interconnection | Oil/Gas | Oil/Gas | Oil/Gas | CO2 Emissions | Million Metric Tons | 8.6699 | 14.17 | 32.7494 | 50.6691 | 33.0889 | 13.3053 | 0.14029
Case B Exploratory Policy Scenario | Eastern Interconnection | Combined Cycle | New Combined Cycle | New Combined Cycle | CO2 Emissions | Million Metric Tons | 0 | 76.9251 | 90.377 | 45.2074 | 45.4005 | 52.5233 | 52.3444
Case B Exploratory Policy Scenario | Eastern Interconnection | Combustion Turbine | New Combustion Turbine | New Combustion Turbine | CO2 Emissions | Million Metric Tons | 0 | 0.20393 | 0.31029 | 1.4429 | 1.4773 | 1.1888 | 0.63643
Case | State/Region | Season | Fuel Type Aggregate | Fuel Type | Metric | Units | 2025 | 2028 | 2030 | 2032 | 2035 | 2037 | 2040
Case B Exploratory Policy Scenario | CT | Annual | Fossil | Coal | Fuel Consumption | TBtu | 0 | 0 | 0 | 0 | 0 | 0 | 0
Case B Exploratory Policy Scenario | CT | Annual | Fossil | Gas | Fuel Consumption | TBtu | 128.3414 | 122.8501 | 56.6699 | 58.5903 | 62.5631 | 58.3727 | 0
Case B Exploratory Policy Scenario | CT | Annual | Fossil | Oil | Fuel Consumption | TBtu | 0 | 0 | 0 | 0 | 0 | 0 | 0
Case B Exploratory Policy Scenario | CT | Winter | Fossil | Coal | Fuel Consumption | TBtu | 0 | 0 | 0 | 0 | 0 | 0 | 0
Case B Exploratory Policy Scenario | CT | Winter | Fossil | Gas | Fuel Consumption | TBtu | 26.8638 | 32.2335 | 9.4328 | 7.5235 | 5.5719 | 6.0428 | 0
Case B Exploratory Policy Scenario | CT | Winter | Fossil | Oil | Fuel Consumption | TBtu | 0 | 0 | 0 | 0 | 0 | 0 | 0
Case B Exploratory Policy Scenario | DE | Annual | Fossil | Coal | Fuel Consumption | TBtu | 3.4895 | 0 | 0 | 0 | 0 | 0 | 0
Case B Exploratory Policy Scenario | DE | Annual | Fossil | Gas | Fuel Consumption | TBtu | 38.001 | 22.2464 | 19.6358 | 6.0552 | 8.4538 | 6.7785 | 3.1491
Case B Exploratory Policy Scenario | DE | Annual | Fossil | Oil | Fuel Consumption | TBtu | 0 | 0 | 0 | 0 | 0 | 0 | 0
Case B Exploratory Policy Scenario | DE | Winter | Fossil | Coal | Fuel Consumption | TBtu | 2.2693 | 0 | 0 | 0 | 0 | 0 | 0
Case B Exploratory Policy Scenario | DE | Winter | Fossil | Gas | Fuel Consumption | TBtu | 6.2995 | 3.4255 | 3.4202 | 0 | 0 | 0 | 0
Case B Exploratory Policy Scenario | DE | Winter | Fossil | Oil | Fuel Consumption | TBtu | 0 | 0 | 0 | 0 | 0 | 0 | 0
Case B Exploratory Policy Scenario | ME | Annual | Fossil | Coal | Fuel Consumption | TBtu | 0 | 0 | 0 | 0 | 0 | 0 | 0
Case B Exploratory Policy Scenario | ME | Annual | Fossil | Gas | Fuel Consumption | TBtu | 18.724 | 8.1113 | 3.6319 | 6.3348 | 8.8723 | 4.2396 | 0
Case B Exploratory Policy Scenario | ME | Annual | Fossil | Oil | Fuel Consumption | TBtu | 0 | 0 | 0 | 0 | 0 | 0 | 0
Case B Exploratory Policy Scenario | ME | Winter | Fossil | Coal | Fuel Consumption | TBtu | 0 | 0 | 0 | 0 | 0 | 0 | 0
Case B Exploratory Policy Scenario | ME | Winter | Fossil | Gas | Fuel Consumption | TBtu | 1.6833 | 2.5617 | 0 | 0 | 0 | 0 | 0
Case B Exploratory Policy Scenario | ME | Winter | Fossil | Oil | Fuel Consumption | TBtu | 0 | 0 | 0 | 0 | 0 | 0 | 0
Case B Exploratory Policy Scenario | MD | Annual | Fossil | Coal | Fuel Consumption | TBtu | 21.3755 | 0 | 0 | 0 | 0 | 0 | 0
Case B Exploratory Policy Scenario | MD | Annual | Fossil | Gas | Fuel Consumption | TBtu | 84.0569 | 52.2337 | 53.7529 | 55.0858 | 69.394 | 32.6658 | 10.2098
Case B Exploratory Policy Scenario | MD | Annual | Fossil | Oil | Fuel Consumption | TBtu | 0 | 0 | 0 | 0 | 0 | 0 | 0
Case B Exploratory Policy Scenario | MD | Winter | Fossil | Coal | Fuel Consumption | TBtu | 21.3755 | 0 | 0 | 0 | 0 | 0 | 0
Case B Exploratory Policy Scenario | MD | Winter | Fossil | Gas | Fuel Consumption | TBtu | 12.9862 | 12.1798 | 11.394 | 6.9279 | 12.0426 | 10.257 | 0.30912
Case B Exploratory Policy Scenario | MD | Winter | Fossil | Oil | Fuel Consumption | TBtu | 0 | 0 | 0 | 0 | 0 | 0 | 0
Case B Exploratory Policy Scenario | MA | Annual | Fossil | Coal | Fuel Consumption | TBtu | 0 | 0 | 0 | 0 | 0 | 0 | 0
Case B Exploratory Policy Scenario | MA | Annual | Fossil | Gas | Fuel Consumption | TBtu | 92.5506 | 90.8342 | 64.4752 | 72.8142 | 89.2395 | 40.0474 | 54.7312
Case B Exploratory Policy Scenario | MA | Annual | Fossil | Oil | Fuel Consumption | TBtu | 0 | 0 | 0 | 0 | 0 | 0 | 0
Case B Exploratory Policy Scenario | MA | Winter | Fossil | Coal | Fuel Consumption | TBtu | 0 | 0 | 0 | 0 | 0 | 0 | 0
Case B Exploratory Policy Scenario | MA | Winter | Fossil | Gas | Fuel Consumption | TBtu | 18.0015 | 22.832 | 15.83 | 16.6956 | 16.0336 | 2.408 | 13.1346
Case B Exploratory Policy Scenario | MA | Winter | Fossil | Oil | Fuel Consumption | TBtu | 0 | 0 | 0 | 0 | 0 | 0 | 0
Case B Exploratory Policy Scenario | NH | Annual | Fossil | Coal | Fuel Consumption | TBtu | 6.5671 | 0 | 0 | 0 | 0 | 0 | 0
Case B Exploratory Policy Scenario | NH | Annual | Fossil | Gas | Fuel Consumption | TBtu | 16.3938 | 17.5282 | 13.2249 | 17.3357 | 27.0476 | 12.8288 | 17.9868
Case B Exploratory Policy Scenario | NH | Annual | Fossil | Oil | Fuel Consumption | TBtu | 0 | 0 | 0 | 0 | 0 | 0 | 0
Case B Exploratory Policy Scenario | NH | Winter | Fossil | Coal | Fuel Consumption | TBtu | 6.5671 | 0 | 0 | 0 | 0 | 0 | 0
Case B Exploratory Policy Scenario | NH | Winter | Fossil | Gas | Fuel Consumption | TBtu | 0 | 1.1775 | 0.37646 | 0.20757 | 1.9938 | 0 | 0
Case B Exploratory Policy Scenario | NH | Winter | Fossil | Oil | Fuel Consumption | TBtu | 0 | 0 | 0 | 0 | 0 | 0 | 0
Case B Exploratory Policy Scenario | NJ | Annual | Fossil | Coal | Fuel Consumption | TBtu | 0 | 0 | 0 | 0 | 0 | 0 | 0
Case B Exploratory Policy Scenario | NJ | Annual | Fossil | Gas | Fuel Consumption | TBtu | 255.7199 | 144.0574 | 119.566 | 71.2842 | 103.8823 | 92.5612 | 36.3503
Case B Exploratory Policy Scenario | NJ | Annual | Fossil | Oil | Fuel Consumption | TBtu | 0 | 0 | 0 | 0 | 0 | 0 | 0
Case B Exploratory Policy Scenario | NJ | Winter | Fossil | Coal | Fuel Consumption | TBtu | 0 | 0 | 0 | 0 | 0 | 0 | 0
Case B Exploratory Policy Scenario | NJ | Winter | Fossil | Gas | Fuel Consumption | TBtu | 86.7916 | 55.5942 | 45.5529 | 11.5903 | 23.6605 | 25.0508 | 4.0897
Case B Exploratory Policy Scenario | NJ | Winter | Fossil | Oil | Fuel Consumption | TBtu | 0 | 0 | 0 | 0 | 0 | 0 | 0
Case B Exploratory Policy Scenario | NY | Annual | Fossil | Coal | Fuel Consumption | TBtu | 0 | 0 | 0 | 0 | 0 | 0 | 0
Case B Exploratory Policy Scenario | NY | Annual | Fossil | Gas | Fuel Consumption | TBtu | 348.635 | 209.5922 | 158.8789 | 143.691 | 140.3598 | 117.1244 | 0
Case B Exploratory Policy Scenario | NY | Annual | Fossil | Oil | Fuel Consumption | TBtu | 0.39037 | 0 | 0 | 0 | 0 | 0 | 0
Case B Exploratory Policy Scenario | NY | Winter | Fossil | Coal | Fuel Consumption | TBtu | 0 | 0 | 0 | 0 | 0 | 0 | 0
Case B Exploratory Policy Scenario | NY | Winter | Fossil | Gas | Fuel Consumption | TBtu | 91.5099 | 70.5971 | 50.0639 | 44.8871 | 35.6583 | 37.1956 | 0
Case B Exploratory Policy Scenario | NY | Winter | Fossil | Oil | Fuel Consumption | TBtu | 0.39037 | 0 | 0 | 0 | 0 | 0 | 0
Case B Exploratory Policy Scenario | RI | Annual | Fossil | Coal | Fuel Consumption | TBtu | 0 | 0 | 0 | 0 | 0 | 0 | 0
Case B Exploratory Policy Scenario | RI | Annual | Fossil | Gas | Fuel Consumption | TBtu | 43.7523 | 42.5947 | 31.0149 | 33.6177 | 44.2098 | 23.5694 | 20.6079
Case B Exploratory Policy Scenario | RI | Annual | Fossil | Oil | Fuel Consumption | TBtu | 0 | 0 | 0 | 0 | 0 | 0 | 0
Case B Exploratory Policy Scenario | RI | Winter | Fossil | Coal | Fuel Consumption | TBtu | 0 | 0 | 0 | 0 | 0 | 0 | 0
Case B Exploratory Policy Scenario | RI | Winter | Fossil | Gas | Fuel Consumption | TBtu | 11.5056 | 12.1092 | 8.7806 | 9.0205 | 9.3455 | 3.8633 | 6.9523
Case B Exploratory Policy Scenario | RI | Winter | Fossil | Oil | Fuel Consumption | TBtu | 0 | 0 | 0 | 0 | 0 | 0 | 0
Case B Exploratory Policy Scenario | VT | Annual | Fossil | Coal | Fuel Consumption | TBtu | 0 | 0 | 0 | 0 | 0 | 0 | 0
Case B Exploratory Policy Scenario | VT | Annual | Fossil | Gas | Fuel Consumption | TBtu | 0 | 0 | 0 | 0 | 0 | 0 | 0
Case B Exploratory Policy Scenario | VT | Annual | Fossil | Oil | Fuel Consumption | TBtu | 0 | 0 | 0 | 0 | 0 | 0 | 0
Case B Exploratory Policy Scenario | VT | Winter | Fossil | Coal | Fuel Consumption | TBtu | 0 | 0 | 0 | 0 | 0 | 0 | 0
Case B Exploratory Policy Scenario | VT | Winter | Fossil | Gas | Fuel Consumption | TBtu | 0 | 0 | 0 | 0 | 0 | 0 | 0
Case B Exploratory Policy Scenario | VT | Winter | Fossil | Oil | Fuel Consumption | TBtu | 0 | 0 | 0 | 0 | 0 | 0 | 0
Case B Exploratory Policy Scenario | CT | Summer | Fossil | Coal | Fuel Consumption | TBtu | 0 | 0 | 0 | 0 | 0 | 0 | 0
Case B Exploratory Policy Scenario | CT | Summer | Fossil | Gas | Fuel Consumption | TBtu | 51.8653 | 47.4587 | 31.887 | 35.5228 | 38.4811 | 39.2322 | 0
Case B Exploratory Policy Scenario | CT | Summer | Fossil | Oil | Fuel Consumption | TBtu | 0 | 0 | 0 | 0 | 0 | 0 | 0
Case B Exploratory Policy Scenario | DE | Summer | Fossil | Coal | Fuel Consumption | TBtu | 1.2202 | 0 | 0 | 0 | 0 | 0 | 0
Case B Exploratory Policy Scenario | DE | Summer | Fossil | Gas | Fuel Consumption | TBtu | 14.5752 | 8.8542 | 9.6337 | 5.9854 | 6.681 | 6.6976 | 3.1491
Case B Exploratory Policy Scenario | DE | Summer | Fossil | Oil | Fuel Consumption | TBtu | 0 | 0 | 0 | 0 | 0 | 0 | 0
Case B Exploratory Policy Scenario | ME | Summer | Fossil | Coal | Fuel Consumption | TBtu | 0 | 0 | 0 | 0 | 0 | 0 | 0
Case B Exploratory Policy Scenario | ME | Summer | Fossil | Gas | Fuel Consumption | TBtu | 12.6413 | 4.7147 | 3.5913 | 5.4455 | 7.4517 | 4.1991 | 0
Case B Exploratory Policy Scenario | ME | Summer | Fossil | Oil | Fuel Consumption | TBtu | 0 | 0 | 0 | 0 | 0 | 0 | 0
Case B Exploratory Policy Scenario | MD | Summer | Fossil | Coal | Fuel Consumption | TBtu | 0 | 0 | 0 | 0 | 0 | 0 | 0
Case B Exploratory Policy Scenario | MD | Summer | Fossil | Gas | Fuel Consumption | TBtu | 31.3109 | 25.8371 | 27.4482 | 24.993 | 31.5674 | 22.2419 | 9.9006
Case B Exploratory Policy Scenario | MD | Summer | Fossil | Oil | Fuel Consumption | TBtu | 0 | 0 | 0 | 0 | 0 | 0 | 0
Case B Exploratory Policy Scenario | MA | Summer | Fossil | Coal | Fuel Consumption | TBtu | 0 | 0 | 0 | 0 | 0 | 0 | 0
Case B Exploratory Policy Scenario | MA | Summer | Fossil | Gas | Fuel Consumption | TBtu | 40.4048 | 37.4263 | 31.4716 | 36.6924 | 46.9602 | 28.3968 | 36.5401
Case B Exploratory Policy Scenario | MA | Summer | Fossil | Oil | Fuel Consumption | TBtu | 0 | 0 | 0 | 0 | 0 | 0 | 0
Case B Exploratory Policy Scenario | NH | Summer | Fossil | Coal | Fuel Consumption | TBtu | 0 | 0 | 0 | 0 | 0 | 0 | 0
Case B Exploratory Policy Scenario | NH | Summer | Fossil | Gas | Fuel Consumption | TBtu | 16.0043 | 12.9974 | 11.4519 | 13.672 | 16.2782 | 12.6446 | 17.9782
Case B Exploratory Policy Scenario | NH | Summer | Fossil | Oil | Fuel Consumption | TBtu | 0 | 0 | 0 | 0 | 0 | 0 | 0
Case B Exploratory Policy Scenario | NJ | Summer | Fossil | Coal | Fuel Consumption | TBtu | 0 | 0 | 0 | 0 | 0 | 0 | 0
Case B Exploratory Policy Scenario | NJ | Summer | Fossil | Gas | Fuel Consumption | TBtu | 87.4152 | 63.8594 | 63.4655 | 56.9927 | 70.2271 | 63.8078 | 29.3106
Case B Exploratory Policy Scenario | NJ | Summer | Fossil | Oil | Fuel Consumption | TBtu | 0 | 0 | 0 | 0 | 0 | 0 | 0
Case B Exploratory Policy Scenario | NY | Summer | Fossil | Coal | Fuel Consumption | TBtu | 0 | 0 | 0 | 0 | 0 | 0 | 0
Case B Exploratory Policy Scenario | NY | Summer | Fossil | Gas | Fuel Consumption | TBtu | 116.3207 | 73.6487 | 59.2789 | 51.2844 | 70.2729 | 60.2672 | 0
Case B Exploratory Policy Scenario | NY | Summer | Fossil | Oil | Fuel Consumption | TBtu | 0 | 0 | 0 | 0 | 0 | 0 | 0
Case B Exploratory Policy Scenario | RI | Summer | Fossil | Coal | Fuel Consumption | TBtu | 0 | 0 | 0 | 0 | 0 | 0 | 0
Case B Exploratory Policy Scenario | RI | Summer | Fossil | Gas | Fuel Consumption | TBtu | 13.2323 | 12.9929 | 12.9929 | 12.9929 | 15.0117 | 12.6142 | 12.7751
Case B Exploratory Policy Scenario | RI | Summer | Fossil | Oil | Fuel Consumption | TBtu | 0 | 0 | 0 | 0 | 0 | 0 | 0
Case B Exploratory Policy Scenario | VT | Summer | Fossil | Coal | Fuel Consumption | TBtu | 0 | 0 | 0 | 0 | 0 | 0 | 0
Case B Exploratory Policy Scenario | VT | Summer | Fossil | Gas | Fuel Consumption | TBtu | 0 | 0 | 0 | 0 | 0 | 0 | 0
Case B Exploratory Policy Scenario | VT | Summer | Fossil | Oil | Fuel Consumption | TBtu | 0 | 0 | 0 | 0 | 0 | 0 | 0
Case | State/Region | Season | Fuel Type Aggregate | Fuel Type | Metric | Units | 2025 | 2028 | 2030 | 2032 | 2035 | 2037 | 2040
Case B Exploratory Policy Scenario | 10-State Contributions | Annual | Fossil | Coal | Fuel Consumption | TBtu | 31.432 | 0 | 0 | 0 | 0 | 0 | 0
Case B Exploratory Policy Scenario | 10-State Contributions | Annual | Fossil | Gas | Fuel Consumption | TBtu | 1026.175 | 710.0482 | 520.8503 | 464.8089 | 554.0223 | 388.1879 | 143.035
Case B Exploratory Policy Scenario | 10-State Contributions | Annual | Fossil | Oil | Fuel Consumption | TBtu | 0.39037 | 0 | 0 | 0 | 0 | 0 | 0
Case B Exploratory Policy Scenario | 10-State Contributions | Winter | Fossil | Coal | Fuel Consumption | TBtu | 30.2118 | 0 | 0 | 0 | 0 | 0 | 0
Case B Exploratory Policy Scenario | 10-State Contributions | Winter | Fossil | Gas | Fuel Consumption | TBtu | 255.6414 | 212.7103 | 144.8509 | 96.8526 | 104.3062 | 84.8176 | 24.4858
Case B Exploratory Policy Scenario | 10-State Contributions | Winter | Fossil | Oil | Fuel Consumption | TBtu | 0.39037 | 0 | 0 | 0 | 0 | 0 | 0
Case B Exploratory Policy Scenario | 10-State Contributions | Summer | Fossil | Coal | Fuel Consumption | TBtu | 1.2202 | 0 | 0 | 0 | 0 | 0 | 0
Case B Exploratory Policy Scenario | 10-State Contributions | Summer | Fossil | Gas | Fuel Consumption | TBtu | 383.7701 | 287.7894 | 251.2212 | 243.5811 | 302.9312 | 250.1013 | 109.6537
Case B Exploratory Policy Scenario | 10-State Contributions | Summer | Fossil | Oil | Fuel Consumption | TBtu | 0 | 0 | 0 | 0 | 0 | 0 | 0
Case | State/Region | Season | Category | Value | Metric | Units | 2025 | 2028 | 2030 | 2032 | 2035 | 2037 | 2040
Case B Exploratory Policy Scenario | MA | Annual | power | real | firm power prices | $/MWh | 40.4898 | 43.8 | 39.233 | 42.3183 | 59.5985 | 55.2488 | 50.0213
Case B Exploratory Policy Scenario | CT | Annual | power | real | firm power prices | $/MWh | 40.998 | 45.1761 | 42.0801 | 45.5453 | 63.7348 | 55.9792 | 47.9132
Case B Exploratory Policy Scenario | ME | Annual | power | real | firm power prices | $/MWh | 42.2233 | 44.0635 | 32.109 | 35.8554 | 44.0127 | 44.4407 | 29.0197
Case B Exploratory Policy Scenario | NH | Annual | power | real | firm power prices | $/MWh | 42.9173 | 43.5578 | 40.5118 | 43.6931 | 62.8203 | 55.2502 | 49.6395
Case B Exploratory Policy Scenario | RI | Annual | power | real | firm power prices | $/MWh | 43.7425 | 46.8733 | 43.5021 | 47.1353 | 66.2394 | 57.6821 | 44.0723
Case B Exploratory Policy Scenario | VT | Annual | power | real | firm power prices | $/MWh | 46.9546 | 46.2482 | 42.341 | 45.8499 | 60.2842 | 51.8938 | 43.572
Case B Exploratory Policy Scenario | NY | Annual | power | real | firm power prices | $/MWh | 26.703 | 26.1944 | 22.8183 | 29.3749 | 38.4842 | 37.0373 | 67.394
Case B Exploratory Policy Scenario | DE | Annual | power | real | firm power prices | $/MWh | 39.691 | 43.9449 | 46.356 | 41.2622 | 44.2136 | 40.5021 | 30.9154
Case B Exploratory Policy Scenario | MD | Annual | power | real | firm power prices | $/MWh | 51.825 | 47.4372 | 48.7869 | 44.1226 | 47.2725 | 42.7023 | 38.076
Case B Exploratory Policy Scenario | NJ | Annual | power | real | firm power prices | $/MWh | 43.542 | 46.3888 | 48.7381 | 49.7114 | 53.5496 | 46.3451 | 35.7945
Case B Exploratory Policy Scenario | MA | Annual | power | real | energy prices | $/MWh | 39.2572 | 43.4352 | 42.0801 | 44.5168 | 48.8638 | 43.3148 | 42.0069
Case B Exploratory Policy Scenario | CT | Annual | power | real | energy prices | $/MWh | 38.749 | 42.0592 | 39.233 | 41.2898 | 44.7275 | 42.5844 | 44.1149
Case B Exploratory Policy Scenario | ME | Annual | power | real | energy prices | $/MWh | 40.4824 | 42.3227 | 32.109 | 34.8269 | 29.1417 | 31.7763 | 23.1134
Case B Exploratory Policy Scenario | NH | Annual | power | real | energy prices | $/MWh | 41.1765 | 41.8169 | 40.5118 | 42.6646 | 47.9493 | 42.5858 | 43.7331
Case B Exploratory Policy Scenario | RI | Annual | power | real | energy prices | $/MWh | 42.0016 | 45.1325 | 43.5021 | 46.1067 | 51.3684 | 45.0177 | 38.1659
Case B Exploratory Policy Scenario | VT | Annual | power | real | energy prices | $/MWh | 45.2137 | 44.5073 | 42.341 | 44.8213 | 45.4132 | 39.2295 | 37.6656
Case B Exploratory Policy Scenario | NY | Annual | power | real | energy prices | $/MWh | 26.703 | 26.1944 | 22.8183 | 24.1091 | 25.0432 | 24.3625 | 55.2031
Case B Exploratory Policy Scenario | DE | Annual | power | real | energy prices | $/MWh | 28.4443 | 28.0202 | 27.9873 | 26.7223 | 31.6633 | 32.2555 | 23.3949
Case B Exploratory Policy Scenario | MD | Annual | power | real | energy prices | $/MWh | 32.3937 | 31.5126 | 30.4182 | 29.5826 | 34.7223 | 34.4557 | 30.5555
Case B Exploratory Policy Scenario | NJ | Annual | power | real | energy prices | $/MWh | 27.6808 | 27.5985 | 26.1597 | 27.2989 | 32.5634 | 33.2277 | 35.1815
Case B Exploratory Policy Scenario | MA | Annual | power | real | capacity prices | $/kW-yr | 15.25 | 15.25 | 0 | 9.01 | 130.27 | 110.94 | 51.74
Case B Exploratory Policy Scenario | CT | Annual | power | real | capacity prices | $/kW-yr | 15.25 | 15.25 | 0 | 9.01 | 130.27 | 110.94 | 51.74
Case B Exploratory Policy Scenario | ME | Annual | power | real | capacity prices | $/kW-yr | 15.25 | 15.25 | 0 | 9.01 | 130.27 | 110.94 | 51.74
Case B Exploratory Policy Scenario | NH | Annual | power | real | capacity prices | $/kW-yr | 15.25 | 15.25 | 0 | 9.01 | 130.27 | 110.94 | 51.74
Case B Exploratory Policy Scenario | RI | Annual | power | real | capacity prices | $/kW-yr | 15.25 | 15.25 | 0 | 9.01 | 130.27 | 110.94 | 51.74
Case B Exploratory Policy Scenario | VT | Annual | power | real | capacity prices | $/kW-yr | 15.25 | 15.25 | 0 | 9.01 | 130.27 | 110.94 | 51.74
Case B Exploratory Policy Scenario | DE | Annual | power | real | capacity prices | $/kW-yr | 98.5208 | 139.5 | 160.91 | 127.37 | 109.94 | 72.24 | 65.88
Case B Exploratory Policy Scenario | MD | Annual | power | real | capacity prices | $/kW-yr | 170.2177 | 139.5 | 160.91 | 127.37 | 109.94 | 72.24 | 65.88
Case B Exploratory Policy Scenario | NJ | Annual | power | real | capacity prices | $/kW-yr | 98.5208 | 139.5 | 160.91 | 127.37 | 109.94 | 72.24 | 65.88
Case B Exploratory Policy Scenario | Henry Hub | Annual | natural gas | real | natural gas prices | $/MMBtu | 3.37 | 3.14 | 2.99 | 3.31 | 3.83 | 3.9 | 4.12
Case B Exploratory Policy Scenario | MA | Annual | power | nominal | firm power prices | $/MWh | 44.9236 | 51.7226 | 48.2957 | 54.3047 | 81.3994 | 78.6612 | 75.8001
Case B Exploratory Policy Scenario | CT | Annual | power | nominal | firm power prices | $/MWh | 45.4875 | 53.3475 | 51.8005 | 58.4457 | 87.0488 | 79.7011 | 72.6056
Case B Exploratory Policy Scenario | ME | Annual | power | nominal | firm power prices | $/MWh | 46.8469 | 52.0337 | 39.5261 | 46.0112 | 60.1124 | 63.273 | 43.9753
Case B Exploratory Policy Scenario | NH | Annual | power | nominal | firm power prices | $/MWh | 47.6169 | 51.4366 | 49.8699 | 56.0689 | 85.7998 | 78.6632 | 75.2215
Case B Exploratory Policy Scenario | RI | Annual | power | nominal | firm power prices | $/MWh | 48.5325 | 55.3518 | 53.551 | 60.486 | 90.4695 | 82.1256 | 66.7852
Case B Exploratory Policy Scenario | VT | Annual | power | nominal | firm power prices | $/MWh | 52.0963 | 54.6136 | 52.1216 | 58.8365 | 82.3359 | 73.8845 | 66.0272
Case B Exploratory Policy Scenario | NY | Annual | power | nominal | firm power prices | $/MWh | 29.6271 | 30.9324 | 28.0893 | 37.6951 | 52.5616 | 52.7323 | 102.126
Case B Exploratory Policy Scenario | DE | Annual | power | nominal | firm power prices | $/MWh | 44.0373 | 51.8936 | 57.0641 | 52.9494 | 60.3868 | 57.6654 | 46.8479
Case B Exploratory Policy Scenario | MD | Annual | power | nominal | firm power prices | $/MWh | 57.5 | 56.0177 | 60.0566 | 56.62 | 64.5647 | 60.7979 | 57.6988
Case B Exploratory Policy Scenario | NJ | Annual | power | nominal | firm power prices | $/MWh | 48.31 | 54.7796 | 59.9965 | 63.7918 | 73.1379 | 65.9845 | 54.2414
Case B Exploratory Policy Scenario | MA | Annual | power | nominal | energy prices | $/MWh | 43.556 | 51.2918 | 51.8005 | 57.1259 | 66.738 | 61.67 | 63.6554
Case B Exploratory Policy Scenario | CT | Annual | power | nominal | energy prices | $/MWh | 42.9921 | 49.6668 | 48.2957 | 52.9848 | 61.0886 | 60.6301 | 66.8498
Case B Exploratory Policy Scenario | ME | Annual | power | nominal | energy prices | $/MWh | 44.9154 | 49.978 | 39.5261 | 44.6914 | 39.8017 | 45.2419 | 35.025
Case B Exploratory Policy Scenario | NH | Annual | power | nominal | energy prices | $/MWh | 45.6854 | 49.3808 | 49.8699 | 54.749 | 65.489 | 60.6321 | 66.2712
Case B Exploratory Policy Scenario | RI | Annual | power | nominal | energy prices | $/MWh | 46.601 | 53.2961 | 53.551 | 59.1661 | 70.1587 | 64.0946 | 57.835
Case B Exploratory Policy Scenario | VT | Annual | power | nominal | energy prices | $/MWh | 50.1648 | 52.5578 | 52.1216 | 57.5167 | 62.0251 | 55.8534 | 57.0769
Case B Exploratory Policy Scenario | NY | Annual | power | nominal | energy prices | $/MWh | 29.6271 | 30.9324 | 28.0893 | 30.9379 | 34.204 | 34.6865 | 83.6523
Case B Exploratory Policy Scenario | DE | Annual | power | nominal | energy prices | $/MWh | 31.559 | 33.0885 | 34.4523 | 34.2911 | 43.2457 | 45.9242 | 35.4515
Case B Exploratory Policy Scenario | MD | Annual | power | nominal | energy prices | $/MWh | 35.941 | 37.2126 | 37.4447 | 37.9617 | 47.4236 | 49.0568 | 46.3025
Case B Exploratory Policy Scenario | NJ | Annual | power | nominal | energy prices | $/MWh | 30.712 | 32.5905 | 32.2025 | 35.0311 | 44.475 | 47.3084 | 53.3126
Case B Exploratory Policy Scenario | MA | Annual | power | nominal | capacity prices | $/kW-yr | 16.9199 | 18.0084 | 0 | 11.562 | 177.9224 | 157.9522 | 78.4045
Case B Exploratory Policy Scenario | CT | Annual | power | nominal | capacity prices | $/kW-yr | 16.9199 | 18.0084 | 0 | 11.562 | 177.9224 | 157.9522 | 78.4045
Case B Exploratory Policy Scenario | ME | Annual | power | nominal | capacity prices | $/kW-yr | 16.9199 | 18.0084 | 0 | 11.562 | 177.9224 | 157.9522 | 78.4045
Case B Exploratory Policy Scenario | NH | Annual | power | nominal | capacity prices | $/kW-yr | 16.9199 | 18.0084 | 0 | 11.562 | 177.9224 | 157.9522 | 78.4045
Case B Exploratory Policy Scenario | RI | Annual | power | nominal | capacity prices | $/kW-yr | 16.9199 | 18.0084 | 0 | 11.562 | 177.9224 | 157.9522 | 78.4045
Case B Exploratory Policy Scenario | VT | Annual | power | nominal | capacity prices | $/kW-yr | 16.9199 | 18.0084 | 0 | 11.562 | 177.9224 | 157.9522 | 78.4045
Case B Exploratory Policy Scenario | DE | Annual | power | nominal | capacity prices | $/kW-yr | 98.5208 | 164.7328 | 198.0799 | 163.4467 | 150.1557 | 102.8526 | 99.8317
Case B Exploratory Policy Scenario | MD | Annual | power | nominal | capacity prices | $/kW-yr | 170.2177 | 164.7328 | 198.0799 | 163.4467 | 150.1557 | 102.8526 | 99.8317
Case B Exploratory Policy Scenario | NJ | Annual | power | nominal | capacity prices | $/kW-yr | 98.5208 | 164.7328 | 198.0799 | 163.4467 | 150.1557 | 102.8526 | 99.8317
Case B Exploratory Policy Scenario | Henry Hub | Annual | natural gas | nominal | natural gas prices | $/MMBtu | 3.739 | 3.708 | 3.6807 | 4.2475 | 5.231 | 5.5527 | 6.2433
Case | Scope | Origin | Destination | Season | Metric | Units | 2025 | 2028 | 2030 | 2032 | 2035 | 2037 | 2040
Case B Exploratory Policy Scenario | Regional | Canada | NYISO | Annual | Energy Flows | TWh | 16.4842 | 23.0025 | 22.1961 | 25.0075 | 25.2902 | 27.5568 | 30.6428
Case B Exploratory Policy Scenario | Regional | ISONE | NYISO | Annual | Energy Flows | TWh | 0.9604 | 0.70506 | 0.8469 | 0.94726 | 1.5245 | 3.1622 | 3.3962
Case B Exploratory Policy Scenario | Regional | PJM Non-RGGI | NYISO | Annual | Energy Flows | TWh | 0.81288 | 2.7762 | 2.2779 | 1.4907 | 1.5587 | 1.9314 | 3.194
Case B Exploratory Policy Scenario | Regional | PJM RGGI | NYISO | Annual | Energy Flows | TWh | 7.3014 | 6.8748 | 3.7234 | 3.6231 | 4.3506 | 4.0835 | 5.7037
Case B Exploratory Policy Scenario | Regional | Imports | NYISO | Annual | Energy Flows | TWh | 25.5588 | 33.3586 | 29.0443 | 31.0686 | 32.724 | 36.7339 | 42.9368
Case B Exploratory Policy Scenario | Regional | NYISO | Canada | Annual | Energy Flows | TWh | 2.9082 | 6.3813 | 8.5994 | 8.6801 | 8.6538 | 9.1975 | 6.898
Case B Exploratory Policy Scenario | Regional | NYISO | ISONE | Annual | Energy Flows | TWh | 6.3962 | 8.1872 | 7.2496 | 7.7356 | 7.0099 | 7.3971 | 7.1948
Case B Exploratory Policy Scenario | Regional | NYISO | PJM Non-RGGI | Annual | Energy Flows | TWh | 1.0143 | 0.91552 | 1.488 | 1.65 | 1.65 | 1.6454 | 1.6086
Case B Exploratory Policy Scenario | Regional | NYISO | PJM RGGI | Annual | Energy Flows | TWh | 0.001287 | 1.1627 | 2.291 | 1.9112 | 3.6657 | 4.1526 | 3.0753
Case B Exploratory Policy Scenario | Regional | Exports | NYISO | Annual | Energy Flows | TWh | 10.3201 | 16.6468 | 19.6279 | 19.9769 | 20.9794 | 22.3925 | 18.7768
Case B Exploratory Policy Scenario | Regional | Net Imports | NYISO | Annual | Energy Flows | TWh | 15.2387 | 16.7118 | 9.4164 | 11.0917 | 11.7447 | 14.3414 | 24.16
Case B Exploratory Policy Scenario | Regional | Canada | ISONE | Annual | Energy Flows | TWh | 16.9213 | 19.1035 | 17.6055 | 18.4468 | 21.5337 | 20.9741 | 21.5155
Case B Exploratory Policy Scenario | Regional | Imports | ISONE | Annual | Energy Flows | TWh | 23.1759 | 27.1091 | 24.6956 | 26.1823 | 28.5436 | 28.3712 | 28.7103
Case B Exploratory Policy Scenario | Regional | ISONE | Canada | Annual | Energy Flows | TWh | 0 | 0.13369 | 0.64847 | 0.21601 | 0.9152 | 0.42496 | 7.8764
Case B Exploratory Policy Scenario | Regional | Exports | ISONE | Annual | Energy Flows | TWh | 0.9604 | 0.83875 | 1.4954 | 1.1633 | 2.4397 | 3.5872 | 11.2727
Case B Exploratory Policy Scenario | Regional | Net Imports | ISONE | Annual | Energy Flows | TWh | 22.2155 | 26.2703 | 23.2003 | 25.0191 | 26.1038 | 24.784 | 17.4377
Case B Exploratory Policy Scenario | Regional | PJM Non-RGGI | PJM RGGI | Annual | Energy Flows | TWh | 44.24 | 39.4506 | 41.6516 | 47.8801 | 47.6561 | 47.0018 | 70.6711
Case B Exploratory Policy Scenario | Regional | Imports | PJM RGGI | Annual | Energy Flows | TWh | 44.2413 | 40.5874 | 43.8896 | 49.7476 | 51.2371 | 51.0586 | 73.6767
Case B Exploratory Policy Scenario | Regional | PJM RGGI | PJM Non-RGGI | Annual | Energy Flows | TWh | 9.4897 | 10.013 | 9.3489 | 16.5107 | 13.4506 | 5.4544 | 13.0041
Case B Exploratory Policy Scenario | Regional | Exports | PJM RGGI | Annual | Energy Flows | TWh | 16.7911 | 16.8879 | 13.0723 | 20.1338 | 17.8012 | 9.5379 | 18.7078
Case B Exploratory Policy Scenario | State | Net Imports | PJM RGGI | Annual | Energy Flows | TWh | 27.4502 | 23.6995 | 30.8174 | 29.6138 | 33.4359 | 41.5207 | 54.969
Case B Exploratory Policy Scenario | State | Net Imports | MD | Annual | Energy Flows | TWh | 25.5776 | 27.3719 | 26.1278 | -3.938 | -7.7945 | -10.861 | -23.0484
Case B Exploratory Policy Scenario | State | Net Imports | DE | Annual | Energy Flows | TWh | 5.7155 | 8.1183 | 8.5688 | 10.4979 | 10.4204 | 11.01 | 9.3403
Case B Exploratory Policy Scenario | State | Net Imports | NJ | Annual | Energy Flows | TWh | 7.6421 | 26.1254 | 27.8573 | 22.8861 | 26.0219 | 32.8323 | 25.4716
Case | Scope | Origin | Destination | Season | Metric | Units | 2025 | 2028 | 2030 | 2032 | 2035 | 2037 | 2040
Case B Exploratory Policy Scenario | 10-State Contributions | Annual | Constraint Shadow Price | real | nominal$ | $/Ton | 2.669 | 9.6851 | 11.0855 | 12.6887 | 15.5396 | 17.7939 | 21.7902
Case | State/Region | Season | Category | Value | Metric | Units | 2025 | 2028 | 2030 | 2032 | 2035 | 2037 | 2040
Case B Exploratory Policy Scenario | RGGI | Annual | All | RGGI Cap | CO2 Emissions | Thousand Tons | 90295 | 65444 | 47992 | 30541 | 13712 | 7479 | 7479
Case B Exploratory Policy Scenario | RGGI | Annual | All | RGGI Emissions | CO2 Emissions | Thousand Tons | 63449.0371 | 41588.9198 | 30498.7291 | 27226.6982 | 32326.4674 | 22717.0597 | 8188.6297
Case B Exploratory Policy Scenario | RGGI | Annual | All | Annual Allowance Banking/Withdrawal | CO2 Emissions | Thousand Tons | 26845.9629 | 23855.0802 | 17493.2709 | 3314.3018 | -18614.4674 | -15238.0597 | -709.6297
Case B Exploratory Policy Scenario | RGGI | Annual | All | Cumulative Allowance Position | CO2 Emissions | Thousand Tons | 80537.8886 | 128248.049 | 163234.5908 | 169863.1944 | 95405.3249 | 64929.2056 | 62090.6867
Case | State/Region | Season | Category | Value | Metric | Units | 2025 | 2028 | 2030 | 2032 | 2035 | 2037 | 2040
Case B Exploratory Policy Scenario | CT | Storage Net Loss | Storage Net Loss | Storage Net Loss | Generation | GWh | -31.1418 | -102.6218 | -162.0823 | -168.5931 | -208.8712 | -194.5487 | -857.3005
Case B Exploratory Policy Scenario | DE | Storage Net Loss | Storage Net Loss | Storage Net Loss | Generation | GWh | 0 | 0 | 0 | 0 | 0 | 0 | 0
Case B Exploratory Policy Scenario | ME | Storage Net Loss | Storage Net Loss | Storage Net Loss | Generation | GWh | -4.9633 | -21.8752 | -29.5778 | -30.0545 | -90.4701 | -59.2426 | -36.4403
Case B Exploratory Policy Scenario | MD | Storage Net Loss | Storage Net Loss | Storage Net Loss | Generation | GWh | -101.4716 | -93.316 | -108.2496 | -87.7296 | -143.4033 | -286.453 | -1018.7864
Case B Exploratory Policy Scenario | MA | Storage Net Loss | Storage Net Loss | Storage Net Loss | Generation | GWh | -614.5964 | -248.1068 | -178.9775 | -255.1525 | -295.8508 | -679.786 | -1274.3988
Case B Exploratory Policy Scenario | NH | Storage Net Loss | Storage Net Loss | Storage Net Loss | Generation | GWh | 0 | 0 | 0 | 0 | 0 | 0 | 0
Case B Exploratory Policy Scenario | NJ | Storage Net Loss | Storage Net Loss | Storage Net Loss | Generation | GWh | -623.2268 | -666.5317 | -611.375 | -591.2044 | -559.93 | -641.0221 | -790.9349
Case B Exploratory Policy Scenario | NY | Storage Net Loss | Storage Net Loss | Storage Net Loss | Generation | GWh | -286.3998 | -381.5482 | -422.1921 | -398.4513 | -1138.8115 | -597.4438 | -481.1743
Case B Exploratory Policy Scenario | RI | Storage Net Loss | Storage Net Loss | Storage Net Loss | Generation | GWh | 0 | 0 | 0 | 0 | 0 | 0 | -288.1055
Case B Exploratory Policy Scenario | VT | Storage Net Loss | Storage Net Loss | Storage Net Loss | Generation | GWh | 0 | 0 | 0 | 0 | -8.8052 | -144.0291 | -224.0913
Case B Exploratory Policy Scenario | 10-State Contributions | Storage Net Loss | Storage Net Loss | Storage Net Loss | Generation | GWh | -1661.7997 | -1513.9996 | -1512.4544 | -1531.1854 | -2446.1421 | -2602.5254 | -4971.232
Case B Exploratory Policy Scenario | RGGI PJM | Storage Net Loss | Storage Net Loss | Storage Net Loss | Generation | GWh | -724.6984 | -759.8477 | -719.6246 | -678.934 | -703.3333 | -927.4751 | -1809.7213
Case B Exploratory Policy Scenario | ISONE | Storage Net Loss | Storage Net Loss | Storage Net Loss | Generation | GWh | -650.7015 | -372.6038 | -370.6376 | -453.8001 | -603.9973 | -1077.6065 | -2680.3364
Case B Exploratory Policy Scenario | Eastern Interconnection | Storage Net Loss | Storage Net Loss | Storage Net Loss | Generation | GWh | -6056.3433 | -5964.4457 | -6931.341 | -6956.924 | -9351.2792 | -17394.1478 | -29298.1764
Case B Exploratory Policy Scenario | non-RGGI EI | Storage Net Loss | Storage Net Loss | Storage Net Loss | Generation | GWh | -4394.5436 | -4450.446 | -5418.8866 | -5425.7386 | -6905.1372 | -14791.6224 | -24326.9444
Case | State/Region | Technology Aggregate | Technology Type | Technology Sub-Type | Metric | Units | 2025 | 2028 | 2030 | 2032 | 2035 | 2037 | 2040
Case B Flat-Cap Scenario | CT | Coal | Coal | Coal | Capacity | MW | 0 | 0 | 0 | 0 | 0 | 0 | 0
Case B Flat-Cap Scenario | CT | Coal with CCS | Coal with CCS | Coal with CCS | Capacity | MW | 0 | 0 | 0 | 0 | 0 | 0 | 0
Case B Flat-Cap Scenario | CT | Combined Cycle | Combined Cycle | Combined Cycle | Capacity | MW | 4701.565 | 4701.565 | 4701.565 | 4701.565 | 4701.565 | 4701.565 | 4701.565
Case B Flat-Cap Scenario | CT | Combustion Turbine | Combustion Turbine | Combustion Turbine | Capacity | MW | 1461.172 | 1444.049 | 1444.049 | 1444.049 | 1444.049 | 1444.049 | 1444.049
Case B Flat-Cap Scenario | CT | Oil/Gas | Oil/Gas | Oil/Gas | Capacity | MW | 1758.795 | 1641.795 | 1641.795 | 1641.795 | 1641.795 | 1641.795 | 1641.795
Case B Flat-Cap Scenario | CT | Other | Other | Other | Capacity | MW | 5.6 | 5.6 | 5.6 | 5.6 | 5.6 | 5.6 | 5.6
Case B Flat-Cap Scenario | CT | Nuclear | Nuclear | Nuclear | Capacity | MW | 2102 | 2102 | 2102 | 2102 | 2102 | 2102 | 2102
Case B Flat-Cap Scenario | CT | Hydro | Hydro | Hydro | Capacity | MW | 158.881 | 158.881 | 158.881 | 158.881 | 158.881 | 158.881 | 158.881
Case B Flat-Cap Scenario | CT | Solar PV | Solar PV | Solar PV | Capacity | MW | 433.9 | 433.9 | 433.9 | 433.9 | 433.9 | 433.9 | 433.9
Case B Flat-Cap Scenario | CT | Onshore Wind | Onshore Wind | Onshore Wind | Capacity | MW | 4.8 | 4.8 | 4.8 | 4.8 | 4.8 | 4.8 | 4.8
Case B Flat-Cap Scenario | CT | Battery Storage | Battery Storage | Battery Storage | Capacity | MW | 0 | 205.32 | 205.32 | 205.32 | 205.32 | 205.32 | 205.32
Case B Flat-Cap Scenario | CT | Other RE | Other RE | Other RE | Capacity | MW | 268.309 | 215.709 | 215.709 | 215.709 | 215.709 | 215.709 | 24.918
Case B Flat-Cap Scenario | CT | Combined Cycle | New Combined Cycle | New Combined Cycle | Capacity | MW | 0 | 0 | 0 | 0 | 0 | 0 | 0
Case B Flat-Cap Scenario | CT | Combustion Turbine | New Combustion Turbine | New Combustion Turbine | Capacity | MW | 0 | 0 | 0 | 0 | 63 | 63 | 63
Case B Flat-Cap Scenario | CT | Other | New Other | New Other | Capacity | MW | 0 | 0 | 0 | 0 | 0 | 0 | 0
Case B Flat-Cap Scenario | CT | Other RE | New Other RE | New Other RE | Capacity | MW | 0 | 0 | 0 | 0 | 59 | 59 | 59
Case B Flat-Cap Scenario | CT | Solar PV | New Solar PV | New Solar PV | Capacity | MW | 0 | 0 | 0 | 0 | 0 | 0 | 0
Case B Flat-Cap Scenario | CT | Onshore Wind | New Onshore Wind | New Onshore Wind | Capacity | MW | 0 | 0 | 0 | 0 | 0 | 0 | 0
Case B Flat-Cap Scenario | CT | Offshore Wind | New Offshore Wind | New Offshore Wind | Capacity | MW | 304 | 304 | 2000 | 2000 | 2000 | 2000 | 2000
Case B Flat-Cap Scenario | CT | Battery Storage | New Battery Storage | New Battery Storage | Capacity | MW | 300 | 445 | 795 | 795 | 795 | 795 | 795
Case B Flat-Cap Scenario | CT | Solar PV | New Solar PV | New Paired Solar PV | Capacity | MW | 0 | 0 | 0 | 0 | 0 | 0 | 4141.5279
Case B Flat-Cap Scenario | CT | Battery Storage | New Battery Storage | New Paired Battery Storage | Capacity | MW | 0 | 0 | 0 | 0 | 0 | 0 | 2484.9167
Case B Flat-Cap Scenario | CT | Hydrogen | New Hydrogen | New H2 CC | Capacity | MW | 0 | 0 | 0 | 0 | 0 | 0 | 0
Case B Flat-Cap Scenario | CT | Hydrogen | New Hydrogen | New H2 CT | Capacity | MW | 0 | 0 | 0 | 0 | 0 | 0 | 0
Case B Flat-Cap Scenario | CT | Retire Coal | Retire Coal | Retire Coal | Capacity | MW | 0 | 0 | 0 | 0 | 0 | 0 | 0
Case B Flat-Cap Scenario | CT | Retire Combined Cycle | Retire Combined Cycle | Retire Combined Cycle | Capacity | MW | 0 | 0 | 0 | 0 | 0 | 0 | 0
Case B Flat-Cap Scenario | CT | Retire Combustion Turbine | Retire Combustion Turbine | Retire Combustion Turbine | Capacity | MW | 0 | 0 | 0 | 0 | 0 | 0 | 0
Case B Flat-Cap Scenario | CT | Retire Oil/Gas | Retire Oil/Gas | Retire Oil/Gas | Capacity | MW | 0 | 0 | 0 | 0 | 0 | 0 | 0
Case B Flat-Cap Scenario | CT | Retire Other | Retire Other | Retire Other | Capacity | MW | 0 | 52.6 | 52.6 | 52.6 | 52.6 | 52.6 | 243.391
Case B Flat-Cap Scenario | CT | Retire Nuclear | Retire Nuclear | Retire Nuclear | Capacity | MW | 0 | 0 | 0 | 0 | 0 | 0 | 0
Case B Flat-Cap Scenario | DE | Coal | Coal | Coal | Capacity | MW | 420 | 0 | 0 | 0 | 0 | 0 | 0
Case B Flat-Cap Scenario | DE | Coal with CCS | Coal with CCS | Coal with CCS | Capacity | MW | 0 | 0 | 0 | 0 | 0 | 0 | 0
Case B Flat-Cap Scenario | DE | Combined Cycle | Combined Cycle | Combined Cycle | Capacity | MW | 1399 | 1399 | 1399 | 1399 | 1399 | 1399 | 1399
Case B Flat-Cap Scenario | DE | Combustion Turbine | Combustion Turbine | Combustion Turbine | Capacity | MW | 370.5 | 370.5 | 370.5 | 370.5 | 370.5 | 370.5 | 370.5
Case B Flat-Cap Scenario | DE | Oil/Gas | Oil/Gas | Oil/Gas | Capacity | MW | 840 | 840 | 840 | 840 | 840 | 840 | 840
Case B Flat-Cap Scenario | DE | Other | Other | Other | Capacity | MW | 0 | 0 | 0 | 0 | 0 | 0 | 0
Case B Flat-Cap Scenario | DE | Nuclear | Nuclear | Nuclear | Capacity | MW | 0 | 0 | 0 | 0 | 0 | 0 | 0
Case B Flat-Cap Scenario | DE | Hydro | Hydro | Hydro | Capacity | MW | 0 | 0 | 0 | 0 | 0 | 0 | 0
Case B Flat-Cap Scenario | DE | Solar PV | Solar PV | Solar PV | Capacity | MW | 255.1 | 255.1 | 255.1 | 255.1 | 255.1 | 255.1 | 255.1
Case B Flat-Cap Scenario | DE | Onshore Wind | Onshore Wind | Onshore Wind | Capacity | MW | 2 | 2 | 2 | 2 | 2 | 2 | 2
Case B Flat-Cap Scenario | DE | Battery Storage | Battery Storage | Battery Storage | Capacity | MW | 0 | 0 | 0 | 0 | 0 | 0 | 0
Case B Flat-Cap Scenario | DE | Other RE | Other RE | Other RE | Capacity | MW | 34.7 | 34.7 | 34.7 | 34.7 | 34.7 | 34.7 | 34.7
Case B Flat-Cap Scenario | DE | Combined Cycle | New Combined Cycle | New Combined Cycle | Capacity | MW | 0 | 0 | 0 | 0 | 0 | 0 | 0
Case B Flat-Cap Scenario | DE | Combustion Turbine | New Combustion Turbine | New Combustion Turbine | Capacity | MW | 0 | 0 | 451 | 451 | 451 | 451 | 451
Case B Flat-Cap Scenario | DE | Other | New Other | New Other | Capacity | MW | 0 | 0 | 0 | 0 | 0 | 0 | 0
Case B Flat-Cap Scenario | DE | Other RE | New Other RE | New Other RE | Capacity | MW | 0 | 0 | 0 | 0 | 0 | 0 | 0
Case B Flat-Cap Scenario | DE | Solar PV | New Solar PV | New Solar PV | Capacity | MW | 0 | 0 | 0 | 0 | 0 | 0 | 920.1829
Case B Flat-Cap Scenario | DE | Onshore Wind | New Onshore Wind | New Onshore Wind | Capacity | MW | 0 | 0 | 0 | 0 | 0 | 0 | 0
Case B Flat-Cap Scenario | DE | Offshore Wind | New Offshore Wind | New Offshore Wind | Capacity | MW | 0 | 0 | 0 | 0 | 0 | 0 | 0
Case B Flat-Cap Scenario | DE | Battery Storage | New Battery Storage | New Battery Storage | Capacity | MW | 0 | 0 | 0 | 0 | 0 | 0 | 0
Case B Flat-Cap Scenario | DE | Solar PV | New Solar PV | New Paired Solar PV | Capacity | MW | 0 | 0 | 0 | 0 | 0 | 0 | 0
Case B Flat-Cap Scenario | DE | Battery Storage | New Battery Storage | New Paired Battery Storage | Capacity | MW | 0 | 0 | 0 | 0 | 0 | 0 | 0
Case B Flat-Cap Scenario | DE | Hydrogen | New Hydrogen | New H2 CC | Capacity | MW | 0 | 0 | 0 | 0 | 0 | 0 | 0
Case B Flat-Cap Scenario | DE | Hydrogen | New Hydrogen | New H2 CT | Capacity | MW | 0 | 0 | 0 | 0 | 0 | 0 | 0
Case B Flat-Cap Scenario | DE | Retire Coal | Retire Coal | Retire Coal | Capacity | MW | 0 | 0 | 0 | 0 | 0 | 0 | 0
Case B Flat-Cap Scenario | DE | Retire Combined Cycle | Retire Combined Cycle | Retire Combined Cycle | Capacity | MW | 0 | 0 | 0 | 0 | 0 | 0 | 0
Case B Flat-Cap Scenario | DE | Retire Combustion Turbine | Retire Combustion Turbine | Retire Combustion Turbine | Capacity | MW | 0 | 0 | 0 | 0 | 0 | 0 | 0
Case B Flat-Cap Scenario | DE | Retire Oil/Gas | Retire Oil/Gas | Retire Oil/Gas | Capacity | MW | 0 | 0 | 0 | 0 | 0 | 0 | 0
Case B Flat-Cap Scenario | DE | Retire Other | Retire Other | Retire Other | Capacity | MW | 0 | 0 | 0 | 0 | 0 | 0 | 0
Case B Flat-Cap Scenario | DE | Retire Nuclear | Retire Nuclear | Retire Nuclear | Capacity | MW | 0 | 0 | 0 | 0 | 0 | 0 | 0
Case B Flat-Cap Scenario | ME | Coal | Coal | Coal | Capacity | MW | 0 | 0 | 0 | 0 | 0 | 0 | 0
Case B Flat-Cap Scenario | ME | Coal with CCS | Coal with CCS | Coal with CCS | Capacity | MW | 0 | 0 | 0 | 0 | 0 | 0 | 0
Case B Flat-Cap Scenario | ME | Combined Cycle | Combined Cycle | Combined Cycle | Capacity | MW | 1248.956 | 1248.956 | 1248.956 | 1248.956 | 1248.956 | 1248.956 | 1248.956
Case B Flat-Cap Scenario | ME | Combustion Turbine | Combustion Turbine | Combustion Turbine | Capacity | MW | 363.794 | 363.794 | 363.794 | 363.794 | 363.794 | 363.794 | 363.794
Case B Flat-Cap Scenario | ME | Oil/Gas | Oil/Gas | Oil/Gas | Capacity | MW | 744.997 | 744.997 | 744.997 | 744.997 | 744.997 | 744.997 | 744.997
Case B Flat-Cap Scenario | ME | Other | Other | Other | Capacity | MW | 0 | 0 | 0 | 0 | 0 | 0 | 0
Case B Flat-Cap Scenario | ME | Nuclear | Nuclear | Nuclear | Capacity | MW | 0 | 0 | 0 | 0 | 0 | 0 | 0
Case B Flat-Cap Scenario | ME | Hydro | Hydro | Hydro | Capacity | MW | 547.898 | 547.898 | 547.898 | 547.898 | 547.898 | 547.898 | 547.898
Case B Flat-Cap Scenario | ME | Solar PV | Solar PV | Solar PV | Capacity | MW | 646.4 | 646.4 | 646.4 | 646.4 | 646.4 | 646.4 | 646.4
Case B Flat-Cap Scenario | ME | Onshore Wind | Onshore Wind | Onshore Wind | Capacity | MW | 1240.7 | 1240.7 | 1240.7 | 1240.7 | 1240.7 | 1240.7 | 1240.7
Case B Flat-Cap Scenario | ME | Battery Storage | Battery Storage | Battery Storage | Capacity | MW | 193.2 | 193.2 | 193.2 | 193.2 | 193.2 | 193.2 | 193.2
Case B Flat-Cap Scenario | ME | Other RE | Other RE | Other RE | Capacity | MW | 289.252 | 75.5124 | 68.856 | 68.856 | 68.856 | 68.856 | 31.6
Case B Flat-Cap Scenario | ME | Combined Cycle | New Combined Cycle | New Combined Cycle | Capacity | MW | 0 | 0 | 0 | 0 | 0 | 0 | 0
Case B Flat-Cap Scenario | ME | Combustion Turbine | New Combustion Turbine | New Combustion Turbine | Capacity | MW | 0 | 0 | 0 | 0 | 0 | 26.3416 | 26.3416
Case B Flat-Cap Scenario | ME | Other | New Other | New Other | Capacity | MW | 0 | 0 | 0 | 0 | 0 | 0 | 0
Case B Flat-Cap Scenario | ME | Other RE | New Other RE | New Other RE | Capacity | MW | 0 | 0 | 0 | 0 | 0 | 0 | 0
Case B Flat-Cap Scenario | ME | Solar PV | New Solar PV | New Solar PV | Capacity | MW | 0 | 0 | 0 | 0 | 0 | 0 | 0
Case B Flat-Cap Scenario | ME | Onshore Wind | New Onshore Wind | New Onshore Wind | Capacity | MW | 0 | 273.7709 | 1267.8814 | 1333.8606 | 2122 | 2225.6357 | 2475.1233
Case B Flat-Cap Scenario | ME | Offshore Wind | New Offshore Wind | New Offshore Wind | Capacity | MW | 11 | 11 | 11 | 11 | 11 | 11 | 3000
Case B Flat-Cap Scenario | ME | Battery Storage | New Battery Storage | New Battery Storage | Capacity | MW | 107 | 107 | 207 | 207 | 207 | 207 | 207
Case B Flat-Cap Scenario | ME | Solar PV | New Solar PV | New Paired Solar PV | Capacity | MW | 0 | 0 | 0 | 0 | 0 | 0 | 0
Case B Flat-Cap Scenario | ME | Battery Storage | New Battery Storage | New Paired Battery Storage | Capacity | MW | 0 | 0 | 0 | 0 | 0 | 0 | 0
Case B Flat-Cap Scenario | ME | Hydrogen | New Hydrogen | New H2 CC | Capacity | MW | 0 | 0 | 0 | 0 | 0 | 0 | 0
Case B Flat-Cap Scenario | ME | Hydrogen | New Hydrogen | New H2 CT | Capacity | MW | 0 | 0 | 0 | 0 | 0 | 0 | 0
Case B Flat-Cap Scenario | ME | Retire Coal | Retire Coal | Retire Coal | Capacity | MW | 0 | 0 | 0 | 0 | 0 | 0 | 0
Case B Flat-Cap Scenario | ME | Retire Combined Cycle | Retire Combined Cycle | Retire Combined Cycle | Capacity | MW | 0 | 0 | 0 | 0 | 0 | 0 | 0
Case B Flat-Cap Scenario | ME | Retire Combustion Turbine | Retire Combustion Turbine | Retire Combustion Turbine | Capacity | MW | 0 | 0 | 0 | 0 | 0 | 0 | 0
Case B Flat-Cap Scenario | ME | Retire Oil/Gas | Retire Oil/Gas | Retire Oil/Gas | Capacity | MW | 0 | 0 | 0 | 0 | 0 | 0 | 0
Case B Flat-Cap Scenario | ME | Retire Other | Retire Other | Retire Other | Capacity | MW | 0 | 213.7396 | 220.396 | 220.396 | 220.396 | 220.396 | 257.652
Case B Flat-Cap Scenario | ME | Retire Nuclear | Retire Nuclear | Retire Nuclear | Capacity | MW | 0 | 0 | 0 | 0 | 0 | 0 | 0
Case B Flat-Cap Scenario | MD | Coal | Coal | Coal | Capacity | MW | 1275.497 | -2.2737e-13 | 0 | 0 | 0 | 0 | 0
Case B Flat-Cap Scenario | MD | Coal with CCS | Coal with CCS | Coal with CCS | Capacity | MW | 0 | 0 | 0 | 0 | 0 | 0 | 0
Case B Flat-Cap Scenario | MD | Combined Cycle | Combined Cycle | Combined Cycle | Capacity | MW | 2168.62 | 2168.62 | 2168.62 | 2168.62 | 2168.62 | 2168.62 | 2168.62
Case B Flat-Cap Scenario | MD | Combustion Turbine | Combustion Turbine | Combustion Turbine | Capacity | MW | 2107.3 | 2077.4 | 2077.4 | 2077.4 | 2077.4 | 2077.4 | 2077.4
Case B Flat-Cap Scenario | MD | Oil/Gas | Oil/Gas | Oil/Gas | Capacity | MW | 2224 | 1548 | 1548 | 1548 | 1548 | 1548 | 1548
Case B Flat-Cap Scenario | MD | Other | Other | Other | Capacity | MW | 0 | 0 | 0 | 0 | 0 | 0 | 0
Case B Flat-Cap Scenario | MD | Nuclear | Nuclear | Nuclear | Capacity | MW | 1744.1 | 1744.1 | 1744.1 | 1744.1 | 1744.1 | 1744.1 | 1744.1
Case B Flat-Cap Scenario | MD | Hydro | Hydro | Hydro | Capacity | MW | 566.48 | 566.48 | 566.48 | 566.48 | 566.48 | 566.48 | 566.48
Case B Flat-Cap Scenario | MD | Solar PV | Solar PV | Solar PV | Capacity | MW | 1467.449 | 1563.249 | 1563.249 | 1563.249 | 1563.249 | 1563.249 | 1563.249
Case B Flat-Cap Scenario | MD | Onshore Wind | Onshore Wind | Onshore Wind | Capacity | MW | 260 | 260 | 260 | 260 | 260 | 260 | 260
Case B Flat-Cap Scenario | MD | Battery Storage | Battery Storage | Battery Storage | Capacity | MW | 6.5 | 6.5 | 6.5 | 6.5 | 6.5 | 6.5 | 6.5
Case B Flat-Cap Scenario | MD | Other RE | Other RE | Other RE | Capacity | MW | 131.2 | 92.1453 | 73.7 | 73.7 | 73.7 | 73.7 | 73.7
Case B Flat-Cap Scenario | MD | Combined Cycle | New Combined Cycle | New Combined Cycle | Capacity | MW | 0 | 0 | 0 | 0 | 0 | 0 | 0
Case B Flat-Cap Scenario | MD | Combustion Turbine | New Combustion Turbine | New Combustion Turbine | Capacity | MW | 0 | 0 | 87 | 87 | 87 | 87 | 87
Case B Flat-Cap Scenario | MD | Other | New Other | New Other | Capacity | MW | 0 | 0 | 0 | 0 | 0 | 0 | 0
Case B Flat-Cap Scenario | MD | Other RE | New Other RE | New Other RE | Capacity | MW | 0 | 0 | 0 | 0 | 0 | 0 | 0
Case B Flat-Cap Scenario | MD | Solar PV | New Solar PV | New Solar PV | Capacity | MW | 0 | 0 | 0 | 0 | 0 | 3629.8568 | 5971.2224
Case B Flat-Cap Scenario | MD | Onshore Wind | New Onshore Wind | New Onshore Wind | Capacity | MW | 0 | 209 | 678 | 678 | 1303 | 1303 | 1303
Case B Flat-Cap Scenario | MD | Offshore Wind | New Offshore Wind | New Offshore Wind | Capacity | MW | 0 | 1056.8 | 1056.8 | 8499.8 | 8499.8 | 8499.8 | 8499.8
Case B Flat-Cap Scenario | MD | Battery Storage | New Battery Storage | New Battery Storage | Capacity | MW | 666.4834 | 666.4834 | 666.4834 | 666.4834 | 666.4834 | 666.4834 | 666.4834
Case B Flat-Cap Scenario | MD | Solar PV | New Solar PV | New Paired Solar PV | Capacity | MW | 0 | 0 | 0 | 0 | 0 | 370.1432 | 4028.7776
Case B Flat-Cap Scenario | MD | Battery Storage | New Battery Storage | New Paired Battery Storage | Capacity | MW | 0 | 0 | 0 | 0 | 0 | 222.0859 | 2417.2665
Case B Flat-Cap Scenario | MD | Hydrogen | New Hydrogen | New H2 CC | Capacity | MW | 0 | 0 | 0 | 0 | 0 | 0 | 0
Case B Flat-Cap Scenario | MD | Hydrogen | New Hydrogen | New H2 CT | Capacity | MW | 0 | 0 | 0 | 0 | 0 | 0 | 0
Case B Flat-Cap Scenario | MD | Retire Coal | Retire Coal | Retire Coal | Capacity | MW | 0 | 1275.497 | 0 | 0 | 0 | 0 | 0
Case B Flat-Cap Scenario | MD | Retire Combined Cycle | Retire Combined Cycle | Retire Combined Cycle | Capacity | MW | 0 | 0 | 0 | 0 | 0 | 0 | 0
Case B Flat-Cap Scenario | MD | Retire Combustion Turbine | Retire Combustion Turbine | Retire Combustion Turbine | Capacity | MW | 0 | 0 | 0 | 0 | 0 | 0 | 0
Case B Flat-Cap Scenario | MD | Retire Oil/Gas | Retire Oil/Gas | Retire Oil/Gas | Capacity | MW | 0 | 0 | 0 | 0 | 0 | 0 | 0
Case B Flat-Cap Scenario | MD | Retire Other | Retire Other | Retire Other | Capacity | MW | 0 | 39.0547 | 57.5 | 57.5 | 57.5 | 57.5 | 57.5
Case B Flat-Cap Scenario | MD | Retire Nuclear | Retire Nuclear | Retire Nuclear | Capacity | MW | 0 | 0 | 0 | 0 | 0 | 0 | 0
Case B Flat-Cap Scenario | MA | Coal | Coal | Coal | Capacity | MW | 0 | 0 | 0 | 0 | 0 | 0 | 0
Case B Flat-Cap Scenario | MA | Coal with CCS | Coal with CCS | Coal with CCS | Capacity | MW | 0 | 0 | 0 | 0 | 0 | 0 | 0
Case B Flat-Cap Scenario | MA | Combined Cycle | Combined Cycle | Combined Cycle | Capacity | MW | 4853.0668 | 4778.1638 | 4778.1638 | 4778.1638 | 4778.1638 | 4778.1638 | 4778.1638
Case B Flat-Cap Scenario | MA | Combustion Turbine | Combustion Turbine | Combustion Turbine | Capacity | MW | 1330.142 | 1205.622 | 1205.622 | 1205.622 | 1205.622 | 1205.622 | 1205.622
Case B Flat-Cap Scenario | MA | Oil/Gas | Oil/Gas | Oil/Gas | Capacity | MW | 1143.9 | 1143.9 | 1143.9 | 1143.9 | 1143.9 | 1143.9 | 1143.9
Case B Flat-Cap Scenario | MA | Other | Other | Other | Capacity | MW | 0 | 0 | 0 | 0 | 0 | 0 | 0
Case B Flat-Cap Scenario | MA | Nuclear | Nuclear | Nuclear | Capacity | MW | 0 | 0 | 0 | 0 | 0 | 0 | 0
Case B Flat-Cap Scenario | MA | Hydro | Hydro | Hydro | Capacity | MW | 2073.133 | 2073.133 | 2073.133 | 2073.133 | 2073.133 | 2073.133 | 2073.133
Case B Flat-Cap Scenario | MA | Solar PV | Solar PV | Solar PV | Capacity | MW | 1269.7475 | 1269.7475 | 1269.7475 | 1269.7475 | 1269.7475 | 1269.7475 | 1269.7475
Case B Flat-Cap Scenario | MA | Onshore Wind | Onshore Wind | Onshore Wind | Capacity | MW | 117.949 | 117.949 | 117.949 | 117.949 | 117.949 | 117.949 | 117.949
Case B Flat-Cap Scenario | MA | Battery Storage | Battery Storage | Battery Storage | Capacity | MW | 406 | 1062 | 1062 | 1062 | 1062 | 1062 | 1062
Case B Flat-Cap Scenario | MA | Other RE | Other RE | Other RE | Capacity | MW | 286.899 | 219.899 | 219.899 | 219.899 | 219.899 | 219.899 | 219.899
Case B Flat-Cap Scenario | MA | Combined Cycle | New Combined Cycle | New Combined Cycle | Capacity | MW | 0 | 0 | 0 | 0 | 0 | 0 | 0
Case B Flat-Cap Scenario | MA | Combustion Turbine | New Combustion Turbine | New Combustion Turbine | Capacity | MW | 0 | 0 | 0 | 0 | 0 | 0 | 0
Case B Flat-Cap Scenario | MA | Other | New Other | New Other | Capacity | MW | 0 | 0 | 0 | 0 | 0 | 0 | 0
Case B Flat-Cap Scenario | MA | Other RE | New Other RE | New Other RE | Capacity | MW | 0 | 0 | 0 | 0 | 0 | 0 | 0
Case B Flat-Cap Scenario | MA | Solar PV | New Solar PV | New Solar PV | Capacity | MW | 0 | 0 | 0 | 0 | 0 | 0 | 5563.6971
Case B Flat-Cap Scenario | MA | Onshore Wind | New Onshore Wind | New Onshore Wind | Capacity | MW | 0 | 0 | 0 | 0 | 0 | 0 | 0
Case B Flat-Cap Scenario | MA | Offshore Wind | New Offshore Wind | New Offshore Wind | Capacity | MW | 800 | 800 | 800 | 800 | 800 | 5600 | 5600
Case B Flat-Cap Scenario | MA | Battery Storage | New Battery Storage | New Battery Storage | Capacity | MW | 594 | 594 | 594 | 594 | 594 | 594 | 594
Case B Flat-Cap Scenario | MA | Solar PV | New Solar PV | New Paired Solar PV | Capacity | MW | 0 | 0 | 0 | 0 | 973.8381 | 3471.0985 | 3907.4014
Case B Flat-Cap Scenario | MA | Battery Storage | New Battery Storage | New Paired Battery Storage | Capacity | MW | 0 | 0 | 0 | 0 | 584.3028 | 2082.6591 | 2344.4409
Case B Flat-Cap Scenario | MA | Hydrogen | New Hydrogen | New H2 CC | Capacity | MW | 0 | 0 | 0 | 0 | 0 | 0 | 0
Case B Flat-Cap Scenario | MA | Hydrogen | New Hydrogen | New H2 CT | Capacity | MW | 0 | 0 | 0 | 0 | 0 | 0 | 0
Case B Flat-Cap Scenario | MA | Retire Coal | Retire Coal | Retire Coal | Capacity | MW | 0 | 0 | 0 | 0 | 0 | 0 | 0
Case B Flat-Cap Scenario | MA | Retire Combined Cycle | Retire Combined Cycle | Retire Combined Cycle | Capacity | MW | 0 | 0 | 0 | 0 | 0 | 0 | 0
Case B Flat-Cap Scenario | MA | Retire Combustion Turbine | Retire Combustion Turbine | Retire Combustion Turbine | Capacity | MW | 0 | 0 | 0 | 0 | 0 | 0 | 0
Case B Flat-Cap Scenario | MA | Retire Oil/Gas | Retire Oil/Gas | Retire Oil/Gas | Capacity | MW | 0 | 0 | 0 | 0 | 0 | 0 | 0
Case B Flat-Cap Scenario | MA | Retire Other | Retire Other | Retire Other | Capacity | MW | 0 | 67 | 67 | 67 | 67 | 67 | 67
Case B Flat-Cap Scenario | MA | Retire Nuclear | Retire Nuclear | Retire Nuclear | Capacity | MW | 0 | 0 | 0 | 0 | 0 | 0 | 0
Case B Flat-Cap Scenario | NH | Coal | Coal | Coal | Capacity | MW | 518.856 | 0 | 0 | 0 | 0 | 0 | 0
Case B Flat-Cap Scenario | NH | Coal with CCS | Coal with CCS | Coal with CCS | Capacity | MW | 0 | 0 | 0 | 0 | 0 | 0 | 0
Case B Flat-Cap Scenario | NH | Combined Cycle | Combined Cycle | Combined Cycle | Capacity | MW | 1183.694 | 1183.694 | 1183.694 | 1183.694 | 1183.694 | 1183.694 | 1183.694
Case B Flat-Cap Scenario | NH | Combustion Turbine | Combustion Turbine | Combustion Turbine | Capacity | MW | 89.61 | 89.61 | 89.61 | 89.61 | 89.61 | 89.61 | 89.61
Case B Flat-Cap Scenario | NH | Oil/Gas | Oil/Gas | Oil/Gas | Capacity | MW | 400.2 | 400.2 | 400.2 | 400.2 | 400.2 | 400.2 | 400.2
Case B Flat-Cap Scenario | NH | Other | Other | Other | Capacity | MW | 0 | 0 | 0 | 0 | 0 | 0 | 0
Case B Flat-Cap Scenario | NH | Nuclear | Nuclear | Nuclear | Capacity | MW | 1246 | 1246 | 1246 | 1246 | 1246 | 1246 | 1246
Case B Flat-Cap Scenario | NH | Hydro | Hydro | Hydro | Capacity | MW | 509.088 | 509.088 | 509.088 | 509.088 | 509.088 | 509.088 | 509.088
Case B Flat-Cap Scenario | NH | Solar PV | Solar PV | Solar PV | Capacity | MW | 107.7 | 107.7 | 107.7 | 107.7 | 107.7 | 107.7 | 107.7
Case B Flat-Cap Scenario | NH | Onshore Wind | Onshore Wind | Onshore Wind | Capacity | MW | 212.4 | 212.4 | 212.4 | 212.4 | 212.4 | 212.4 | 212.4
Case B Flat-Cap Scenario | NH | Battery Storage | Battery Storage | Battery Storage | Capacity | MW | 0 | 0 | 0 | 0 | 0 | 0 | 0
Case B Flat-Cap Scenario | NH | Other RE | Other RE | Other RE | Capacity | MW | 310.642 | 26.991 | 26.991 | 26.991 | 26.991 | 26.991 | 26.991
Case B Flat-Cap Scenario | NH | Combined Cycle | New Combined Cycle | New Combined Cycle | Capacity | MW | 0 | 0 | 0 | 0 | 0 | 0 | 0
Case B Flat-Cap Scenario | NH | Combustion Turbine | New Combustion Turbine | New Combustion Turbine | Capacity | MW | 0 | 0 | 0 | 0 | 0 | 0 | 0
Case B Flat-Cap Scenario | NH | Other | New Other | New Other | Capacity | MW | 0 | 0 | 0 | 0 | 0 | 0 | 0
Case B Flat-Cap Scenario | NH | Other RE | New Other RE | New Other RE | Capacity | MW | 0 | 0 | 0 | 0 | 0 | 0 | 0
Case B Flat-Cap Scenario | NH | Solar PV | New Solar PV | New Solar PV | Capacity | MW | 0 | 0 | 0 | 0 | 0 | 0 | 0
Case B Flat-Cap Scenario | NH | Onshore Wind | New Onshore Wind | New Onshore Wind | Capacity | MW | 0 | 0 | 0 | 0 | 0 | 0 | 0
Case B Flat-Cap Scenario | NH | Offshore Wind | New Offshore Wind | New Offshore Wind | Capacity | MW | 0 | 0 | 0 | 0 | 0 | 0 | 0
Case B Flat-Cap Scenario | NH | Battery Storage | New Battery Storage | New Battery Storage | Capacity | MW | 0 | 0 | 0 | 0 | 0 | 0 | 0
Case B Flat-Cap Scenario | NH | Solar PV | New Solar PV | New Paired Solar PV | Capacity | MW | 0 | 0 | 0 | 0 | 0 | 0 | 0
Case B Flat-Cap Scenario | NH | Battery Storage | New Battery Storage | New Paired Battery Storage | Capacity | MW | 0 | 0 | 0 | 0 | 0 | 0 | 0
Case B Flat-Cap Scenario | NH | Hydrogen | New Hydrogen | New H2 CC | Capacity | MW | 0 | 0 | 0 | 0 | 0 | 0 | 0
Case B Flat-Cap Scenario | NH | Hydrogen | New Hydrogen | New H2 CT | Capacity | MW | 0 | 0 | 0 | 0 | 0 | 0 | 0
Case B Flat-Cap Scenario | NH | Retire Coal | Retire Coal | Retire Coal | Capacity | MW | 0 | 518.856 | 518.856 | 518.856 | 518.856 | 518.856 | 518.856
Case B Flat-Cap Scenario | NH | Retire Combined Cycle | Retire Combined Cycle | Retire Combined Cycle | Capacity | MW | 0 | 0 | 0 | 0 | 0 | 0 | 0
Case B Flat-Cap Scenario | NH | Retire Combustion Turbine | Retire Combustion Turbine | Retire Combustion Turbine | Capacity | MW | 0 | 0 | 0 | 0 | 0 | 0 | 0
Case B Flat-Cap Scenario | NH | Retire Oil/Gas | Retire Oil/Gas | Retire Oil/Gas | Capacity | MW | 0 | 0 | 0 | 0 | 0 | 0 | 0
Case B Flat-Cap Scenario | NH | Retire Other | Retire Other | Retire Other | Capacity | MW | 0 | 283.651 | 283.651 | 283.651 | 283.651 | 283.651 | 283.651
Case B Flat-Cap Scenario | NH | Retire Nuclear | Retire Nuclear | Retire Nuclear | Capacity | MW | 0 | 0 | 0 | 0 | 0 | 0 | 0
Case B Flat-Cap Scenario | NJ | Coal | Coal | Coal | Capacity | MW | 0 | 0 | 0 | 0 | 0 | 0 | 0
Case B Flat-Cap Scenario | NJ | Coal with CCS | Coal with CCS | Coal with CCS | Capacity | MW | 0 | 0 | 0 | 0 | 0 | 0 | 0
Case B Flat-Cap Scenario | NJ | Combined Cycle | Combined Cycle | Combined Cycle | Capacity | MW | 7360.779 | 7360.779 | 7360.779 | 7360.779 | 7360.779 | 7360.779 | 7360.779
Case B Flat-Cap Scenario | NJ | Combustion Turbine | Combustion Turbine | Combustion Turbine | Capacity | MW | 1953.08 | 1953.08 | 1953.08 | 1953.08 | 1953.08 | 1953.08 | 1953.08
Case B Flat-Cap Scenario | NJ | Oil/Gas | Oil/Gas | Oil/Gas | Capacity | MW | 0.6 | 0.6 | 0.6 | 0.6 | 0.6 | 0.6 | 0.6
Case B Flat-Cap Scenario | NJ | Other | Other | Other | Capacity | MW | 0 | 0 | 0 | 0 | 0 | 0 | 0
Case B Flat-Cap Scenario | NJ | Nuclear | Nuclear | Nuclear | Capacity | MW | 3500 | 3500 | 3500 | 3500 | 2326 | 1168 | 1168
Case B Flat-Cap Scenario | NJ | Hydro | Hydro | Hydro | Capacity | MW | 404.8 | 404.8 | 404.8 | 404.8 | 404.8 | 404.8 | 404.8
Case B Flat-Cap Scenario | NJ | Solar PV | Solar PV | Solar PV | Capacity | MW | 1409.281 | 1739.581 | 1739.581 | 1739.581 | 1739.581 | 1739.581 | 1739.581
Case B Flat-Cap Scenario | NJ | Onshore Wind | Onshore Wind | Onshore Wind | Capacity | MW | 9 | 9 | 9 | 9 | 9 | 9 | 9
Case B Flat-Cap Scenario | NJ | Battery Storage | Battery Storage | Battery Storage | Capacity | MW | 145.3 | 195.3 | 195.3 | 195.3 | 195.3 | 195.3 | 195.3
Case B Flat-Cap Scenario | NJ | Other RE | Other RE | Other RE | Capacity | MW | 251.331 | 218.875 | 218.875 | 210.875 | 210.875 | 210.875 | 210.875
Case B Flat-Cap Scenario | NJ | Combined Cycle | New Combined Cycle | New Combined Cycle | Capacity | MW | 0 | 0 | 0 | 0 | 0 | 0 | 0
Case B Flat-Cap Scenario | NJ | Combustion Turbine | New Combustion Turbine | New Combustion Turbine | Capacity | MW | 0 | 0 | 5 | 5 | 5 | 5 | 5
Case B Flat-Cap Scenario | NJ | Other | New Other | New Other | Capacity | MW | 0 | 0 | 0 | 0 | 0 | 0 | 0
Case B Flat-Cap Scenario | NJ | Other RE | New Other RE | New Other RE | Capacity | MW | 0 | 0 | 0 | 0 | 0 | 0 | 0
Case B Flat-Cap Scenario | NJ | Solar PV | New Solar PV | New Solar PV | Capacity | MW | 0 | 0 | 0 | 0 | 0 | 0 | 1889.3208
Case B Flat-Cap Scenario | NJ | Onshore Wind | New Onshore Wind | New Onshore Wind | Capacity | MW | 0 | 0 | 0 | 0 | 0 | 0 | 0
Case B Flat-Cap Scenario | NJ | Offshore Wind | New Offshore Wind | New Offshore Wind | Capacity | MW | 0 | 0 | 1148 | 4890 | 7000 | 7000 | 11000
Case B Flat-Cap Scenario | NJ | Battery Storage | New Battery Storage | New Battery Storage | Capacity | MW | 2305 | 2305 | 2305 | 2305 | 2305 | 2305 | 2305
Case B Flat-Cap Scenario | NJ | Solar PV | New Solar PV | New Paired Solar PV | Capacity | MW | 0 | 0 | 0 | 0 | 0 | 0 | 0
Case B Flat-Cap Scenario | NJ | Battery Storage | New Battery Storage | New Paired Battery Storage | Capacity | MW | 0 | 0 | 0 | 0 | 0 | 0 | 0
Case B Flat-Cap Scenario | NJ | Hydrogen | New Hydrogen | New H2 CC | Capacity | MW | 0 | 0 | 0 | 0 | 0 | 0 | 0
Case B Flat-Cap Scenario | NJ | Hydrogen | New Hydrogen | New H2 CT | Capacity | MW | 0 | 0 | 0 | 0 | 0 | 0 | 0
Case B Flat-Cap Scenario | NJ | Retire Coal | Retire Coal | Retire Coal | Capacity | MW | 0 | 0 | 0 | 0 | 0 | 0 | 0
Case B Flat-Cap Scenario | NJ | Retire Combined Cycle | Retire Combined Cycle | Retire Combined Cycle | Capacity | MW | 0 | 0 | 0 | 0 | 0 | 0 | 0
Case B Flat-Cap Scenario | NJ | Retire Combustion Turbine | Retire Combustion Turbine | Retire Combustion Turbine | Capacity | MW | 0 | 0 | 0 | 0 | 0 | 0 | 0
Case B Flat-Cap Scenario | NJ | Retire Oil/Gas | Retire Oil/Gas | Retire Oil/Gas | Capacity | MW | 0 | 0 | 0 | 0 | 0 | 0 | 0
Case B Flat-Cap Scenario | NJ | Retire Other | Retire Other | Retire Other | Capacity | MW | 0 | 32.456 | 32.456 | 40.456 | 40.456 | 40.456 | 40.456
Case B Flat-Cap Scenario | NJ | Retire Nuclear | Retire Nuclear | Retire Nuclear | Capacity | MW | 0 | 0 | 0 | 0 | 1174 | 2332 | 2332
Case B Flat-Cap Scenario | NY | Coal | Coal | Coal | Capacity | MW | 0 | 0 | 0 | 0 | 0 | 0 | 0
Case B Flat-Cap Scenario | NY | Coal with CCS | Coal with CCS | Coal with CCS | Capacity | MW | 0 | 0 | 0 | 0 | 0 | 0 | 0
Case B Flat-Cap Scenario | NY | Combined Cycle | Combined Cycle | Combined Cycle | Capacity | MW | 11173.9379 | 10568.1118 | 10568.1118 | 10568.1118 | 10568.1118 | 10568.1118 | 10568.1118
Case B Flat-Cap Scenario | NY | Combustion Turbine | Combustion Turbine | Combustion Turbine | Capacity | MW | 4215.542 | 4113.242 | 4113.242 | 3211.742 | 1867.492 | 1867.492 | 7489.242
Case B Flat-Cap Scenario | NY | Oil/Gas | Oil/Gas | Oil/Gas | Capacity | MW | 10594.4531 | 10100.0374 | 6202.7743 | 6202.7743 | 442.1916 | 46.5 | 46.5
Case B Flat-Cap Scenario | NY | Other | Other | Other | Capacity | MW | 0 | 0 | 0 | 0 | 0 | 0 | 0
Case B Flat-Cap Scenario | NY | Nuclear | Nuclear | Nuclear | Capacity | MW | 3333.6 | 3333.6 | 3333.6 | 3333.6 | 3333.6 | 3333.6 | 3333.6
Case B Flat-Cap Scenario | NY | Hydro | Hydro | Hydro | Capacity | MW | 5704.745 | 5704.745 | 5704.745 | 5704.745 | 5704.745 | 5704.745 | 5704.745
Case B Flat-Cap Scenario | NY | Solar PV | Solar PV | Solar PV | Capacity | MW | 13433 | 19828 | 22339 | 25088 | 29213 | 34259 | 41831
Case B Flat-Cap Scenario | NY | Onshore Wind | Onshore Wind | Onshore Wind | Capacity | MW | 4055 | 4190 | 8234 | 9571 | 11579 | 12801 | 14634
Case B Flat-Cap Scenario | NY | Offshore Wind | Offshore Wind | Offshore Wind | Capacity | MW | 1054 | 4142 | 6200 | 8126 | 11015 | 12551 | 14855
Case B Flat-Cap Scenario | NY | Battery Storage | Battery Storage | Battery Storage | Capacity | MW | 1802 | 2702 | 3302 | 6409.85 | 11071.65 | 12382.01 | 14347.56
Case B Flat-Cap Scenario | NY | Other RE | Other RE | Other RE | Capacity | MW | 516.165 | 516.165 | 516.165 | 516.165 | 516.165 | 516.165 | 106.3
Case B Flat-Cap Scenario | NY | Combined Cycle | New Combined Cycle | New Combined Cycle | Capacity | MW | 0 | 0 | 0 | 0 | 0 | 0 | 0
Case B Flat-Cap Scenario | NY | Combustion Turbine | New Combustion Turbine | New Combustion Turbine | Capacity | MW | 0 | 0 | 0 | 0 | 0 | 0 | 0
Case B Flat-Cap Scenario | NY | Other | New Other | New Other | Capacity | MW | 0 | 0 | 0 | 0 | 0 | 0 | 0
Case B Flat-Cap Scenario | NY | Other RE | New Other RE | New Other RE | Capacity | MW | 0 | 0 | 0 | 0 | 166.6992 | 166.6992 | 166.6992
Case B Flat-Cap Scenario | NY | Solar PV | New Solar PV | New Solar PV | Capacity | MW | 0 | 0 | 0 | 0 | 0 | 0 | 0
Case B Flat-Cap Scenario | NY | Onshore Wind | New Onshore Wind | New Onshore Wind | Capacity | MW | 0 | 0 | 0 | 0 | 0 | 0 | 0
Case B Flat-Cap Scenario | NY | Offshore Wind | New Offshore Wind | New Offshore Wind | Capacity | MW | 0 | 0 | 0 | 0 | 0 | 0 | 0
Case B Flat-Cap Scenario | NY | Battery Storage | New Battery Storage | New Battery Storage | Capacity | MW | 0 | 0 | 0 | 0 | 0 | 0 | 27.2769
Case B Flat-Cap Scenario | NY | Solar PV | New Solar PV | New Paired Solar PV | Capacity | MW | 0 | 0 | 0 | 0 | 0 | 0 | 0
Case B Flat-Cap Scenario | NY | Battery Storage | New Battery Storage | New Paired Battery Storage | Capacity | MW | 0 | 0 | 0 | 0 | 0 | 0 | 0
Case B Flat-Cap Scenario | NY | Hydrogen | New Hydrogen | New H2 CC | Capacity | MW | 0 | 0 | 0 | 0 | 0 | 0 | 0
Case B Flat-Cap Scenario | NY | Hydrogen | New Hydrogen | New H2 CT | Capacity | MW | 0 | 0 | 0 | 0 | 0 | 0 | 0
Case B Flat-Cap Scenario | NY | Retire Coal | Retire Coal | Retire Coal | Capacity | MW | 0 | 0 | 0 | 0 | 0 | 0 | 0
Case B Flat-Cap Scenario | NY | Retire Combined Cycle | Retire Combined Cycle | Retire Combined Cycle | Capacity | MW | 8.1251 | 613.9512 | 613.9512 | 613.9512 | 613.9512 | 613.9512 | 613.9512
Case B Flat-Cap Scenario | NY | Retire Combustion Turbine | Retire Combustion Turbine | Retire Combustion Turbine | Capacity | MW | 0 | 28 | 28 | 28 | 1040.1 | 1040.1 | 1040.1
Case B Flat-Cap Scenario | NY | Retire Oil/Gas | Retire Oil/Gas | Retire Oil/Gas | Capacity | MW | 266.7469 | 761.1626 | 4658.4257 | 4658.4257 | 10419.0084 | 10814.7 | 10814.7
Case B Flat-Cap Scenario | NY | Retire Other | Retire Other | Retire Other | Capacity | MW | 0 | 0 | 0 | 0 | 0 | 0 | 0
Case B Flat-Cap Scenario | NY | Retire Nuclear | Retire Nuclear | Retire Nuclear | Capacity | MW | 0 | 0 | 0 | 0 | 0 | 0 | 0
Case B Flat-Cap Scenario | RI | Coal | Coal | Coal | Capacity | MW | 0 | 0 | 0 | 0 | 0 | 0 | 0
Case B Flat-Cap Scenario | RI | Coal with CCS | Coal with CCS | Coal with CCS | Capacity | MW | 0 | 0 | 0 | 0 | 0 | 0 | 0
Case B Flat-Cap Scenario | RI | Combined Cycle | Combined Cycle | Combined Cycle | Capacity | MW | 1812.772 | 1812.772 | 1812.772 | 1812.772 | 1812.772 | 1812.772 | 1812.772
Case B Flat-Cap Scenario | RI | Combustion Turbine | Combustion Turbine | Combustion Turbine | Capacity | MW | 9.56 | 3.96 | 3.96 | 3.96 | 3.96 | 3.96 | 3.96
Case B Flat-Cap Scenario | RI | Oil/Gas | Oil/Gas | Oil/Gas | Capacity | MW | 0 | 0 | 0 | 0 | 0 | 0 | 0
Case B Flat-Cap Scenario | RI | Other | Other | Other | Capacity | MW | 0 | 0 | 0 | 0 | 0 | 0 | 0
Case B Flat-Cap Scenario | RI | Nuclear | Nuclear | Nuclear | Capacity | MW | 0 | 0 | 0 | 0 | 0 | 0 | 0
Case B Flat-Cap Scenario | RI | Hydro | Hydro | Hydro | Capacity | MW | 3.156 | 3.156 | 3.156 | 3.156 | 3.156 | 3.156 | 3.156
Case B Flat-Cap Scenario | RI | Solar PV | Solar PV | Solar PV | Capacity | MW | 244.8 | 244.8 | 244.8 | 244.8 | 244.8 | 244.8 | 244.8
Case B Flat-Cap Scenario | RI | Onshore Wind | Onshore Wind | Onshore Wind | Capacity | MW | 54.5 | 54.5 | 54.5 | 54.5 | 54.5 | 54.5 | 54.5
Case B Flat-Cap Scenario | RI | Battery Storage | Battery Storage | Battery Storage | Capacity | MW | 0 | 0 | 0 | 0 | 0 | 0 | 0
Case B Flat-Cap Scenario | RI | Other RE | Other RE | Other RE | Capacity | MW | 55.543 | 53.863 | 53.863 | 53.863 | 53.863 | 53.863 | 53.863
Case B Flat-Cap Scenario | RI | Combined Cycle | New Combined Cycle | New Combined Cycle | Capacity | MW | 0 | 0 | 0 | 0 | 0 | 0 | 0
Case B Flat-Cap Scenario | RI | Combustion Turbine | New Combustion Turbine | New Combustion Turbine | Capacity | MW | 0 | 0 | 0 | 0 | 0 | 0 | 0
Case B Flat-Cap Scenario | RI | Other | New Other | New Other | Capacity | MW | 0 | 0 | 0 | 0 | 0 | 0 | 0
Case B Flat-Cap Scenario | RI | Other RE | New Other RE | New Other RE | Capacity | MW | 0 | 0 | 0 | 0 | 0 | 0 | 0
Case B Flat-Cap Scenario | RI | Solar PV | New Solar PV | New Solar PV | Capacity | MW | 0 | 0 | 0 | 0 | 0 | 0 | 5436.3366
Case B Flat-Cap Scenario | RI | Onshore Wind | New Onshore Wind | New Onshore Wind | Capacity | MW | 0 | 0 | 0 | 0 | 0 | 0 | 0
Case B Flat-Cap Scenario | RI | Offshore Wind | New Offshore Wind | New Offshore Wind | Capacity | MW | 430 | 430 | 1430 | 1430 | 1430 | 1430 | 1430
Case B Flat-Cap Scenario | RI | Battery Storage | New Battery Storage | New Battery Storage | Capacity | MW | 0 | 0 | 0 | 0 | 0 | 0 | 0
Case B Flat-Cap Scenario | RI | Solar PV | New Solar PV | New Paired Solar PV | Capacity | MW | 0 | 0 | 0 | 0 | 0 | 0 | 1378.4714
Case B Flat-Cap Scenario | RI | Battery Storage | New Battery Storage | New Paired Battery Storage | Capacity | MW | 0 | 0 | 0 | 0 | 0 | 0 | 827.0829
Case B Flat-Cap Scenario | RI | Hydrogen | New Hydrogen | New H2 CC | Capacity | MW | 0 | 0 | 0 | 0 | 0 | 0 | 0
Case B Flat-Cap Scenario | RI | Hydrogen | New Hydrogen | New H2 CT | Capacity | MW | 0 | 0 | 0 | 0 | 0 | 0 | 0
Case B Flat-Cap Scenario | RI | Retire Coal | Retire Coal | Retire Coal | Capacity | MW | 0 | 0 | 0 | 0 | 0 | 0 | 0
Case B Flat-Cap Scenario | RI | Retire Combined Cycle | Retire Combined Cycle | Retire Combined Cycle | Capacity | MW | 0 | 0 | 0 | 0 | 0 | 0 | 0
Case B Flat-Cap Scenario | RI | Retire Combustion Turbine | Retire Combustion Turbine | Retire Combustion Turbine | Capacity | MW | 0 | 5.6 | 5.6 | 5.6 | 5.6 | 5.6 | 5.6
Case B Flat-Cap Scenario | RI | Retire Oil/Gas | Retire Oil/Gas | Retire Oil/Gas | Capacity | MW | 0 | 0 | 0 | 0 | 0 | 0 | 0
Case B Flat-Cap Scenario | RI | Retire Other | Retire Other | Retire Other | Capacity | MW | 0 | 1.68 | 1.68 | 1.68 | 1.68 | 1.68 | 1.68
Case B Flat-Cap Scenario | RI | Retire Nuclear | Retire Nuclear | Retire Nuclear | Capacity | MW | 0 | 0 | 0 | 0 | 0 | 0 | 0
Case B Flat-Cap Scenario | VT | Coal | Coal | Coal | Capacity | MW | 0 | 0 | 0 | 0 | 0 | 0 | 0
Case B Flat-Cap Scenario | VT | Coal with CCS | Coal with CCS | Coal with CCS | Capacity | MW | 0 | 0 | 0 | 0 | 0 | 0 | 0
Case B Flat-Cap Scenario | VT | Combined Cycle | Combined Cycle | Combined Cycle | Capacity | MW | 0 | 0 | 0 | 0 | 0 | 0 | 0
Case B Flat-Cap Scenario | VT | Combustion Turbine | Combustion Turbine | Combustion Turbine | Capacity | MW | 141.839 | 127.794 | 127.794 | 127.794 | 127.794 | 127.794 | 127.794
Case B Flat-Cap Scenario | VT | Oil/Gas | Oil/Gas | Oil/Gas | Capacity | MW | 0 | 0 | 0 | 0 | 0 | 0 | 0
Case B Flat-Cap Scenario | VT | Other | Other | Other | Capacity | MW | 0 | 0 | 0 | 0 | 0 | 0 | 0
Case B Flat-Cap Scenario | VT | Nuclear | Nuclear | Nuclear | Capacity | MW | 0 | 0 | 0 | 0 | 0 | 0 | 0
Case B Flat-Cap Scenario | VT | Hydro | Hydro | Hydro | Capacity | MW | 319.202 | 319.202 | 319.202 | 319.202 | 319.202 | 319.202 | 319.202
Case B Flat-Cap Scenario | VT | Solar PV | Solar PV | Solar PV | Capacity | MW | 140.52 | 230.52 | 230.52 | 230.52 | 230.52 | 230.52 | 230.52
Case B Flat-Cap Scenario | VT | Onshore Wind | Onshore Wind | Onshore Wind | Capacity | MW | 151.2 | 151.2 | 151.2 | 151.2 | 151.2 | 151.2 | 151.2
Case B Flat-Cap Scenario | VT | Battery Storage | Battery Storage | Battery Storage | Capacity | MW | 0 | 0 | 0 | 0 | 0 | 0 | 0
Case B Flat-Cap Scenario | VT | Other RE | Other RE | Other RE | Capacity | MW | 75.7 | 3.7 | 3.7 | 3.7 | 3.7 | 3.7 | 3.7
Case B Flat-Cap Scenario | VT | Combined Cycle | New Combined Cycle | New Combined Cycle | Capacity | MW | 0 | 0 | 0 | 0 | 0 | 0 | 0
Case B Flat-Cap Scenario | VT | Combustion Turbine | New Combustion Turbine | New Combustion Turbine | Capacity | MW | 0 | 0 | 0 | 0 | 0 | 0 | 0
Case B Flat-Cap Scenario | VT | Other | New Other | New Other | Capacity | MW | 0 | 0 | 0 | 0 | 0 | 0 | 0
Case B Flat-Cap Scenario | VT | Other RE | New Other RE | New Other RE | Capacity | MW | 0 | 0 | 0 | 0 | 0 | 0 | 0
Case B Flat-Cap Scenario | VT | Solar PV | New Solar PV | New Solar PV | Capacity | MW | 0 | 0 | 0 | 0 | 0 | 0 | 0
Case B Flat-Cap Scenario | VT | Onshore Wind | New Onshore Wind | New Onshore Wind | Capacity | MW | 0 | 0 | 687.9112 | 2310.5075 | 5887 | 5887 | 6014
Case B Flat-Cap Scenario | VT | Offshore Wind | New Offshore Wind | New Offshore Wind | Capacity | MW | 0 | 0 | 0 | 0 | 0 | 0 | 0
Case B Flat-Cap Scenario | VT | Battery Storage | New Battery Storage | New Battery Storage | Capacity | MW | 0 | 0 | 0 | 0 | 0 | 0 | 0
Case B Flat-Cap Scenario | VT | Solar PV | New Solar PV | New Paired Solar PV | Capacity | MW | 0 | 0 | 0 | 0 | 90 | 2292.6365 | 2446.1212
Case B Flat-Cap Scenario | VT | Battery Storage | New Battery Storage | New Paired Battery Storage | Capacity | MW | 0 | 0 | 0 | 0 | 54 | 1375.5819 | 1467.6727
Case B Flat-Cap Scenario | VT | Hydrogen | New Hydrogen | New H2 CC | Capacity | MW | 0 | 0 | 0 | 0 | 0 | 0 | 0
Case B Flat-Cap Scenario | VT | Hydrogen | New Hydrogen | New H2 CT | Capacity | MW | 0 | 0 | 0 | 0 | 0 | 0 | 0
Case B Flat-Cap Scenario | VT | Retire Coal | Retire Coal | Retire Coal | Capacity | MW | 0 | 0 | 0 | 0 | 0 | 0 | 0
Case B Flat-Cap Scenario | VT | Retire Combined Cycle | Retire Combined Cycle | Retire Combined Cycle | Capacity | MW | 0 | 0 | 0 | 0 | 0 | 0 | 0
Case B Flat-Cap Scenario | VT | Retire Combustion Turbine | Retire Combustion Turbine | Retire Combustion Turbine | Capacity | MW | 0 | 0 | 0 | 0 | 0 | 0 | 0
Case B Flat-Cap Scenario | VT | Retire Oil/Gas | Retire Oil/Gas | Retire Oil/Gas | Capacity | MW | 0 | 0 | 0 | 0 | 0 | 0 | 0
Case B Flat-Cap Scenario | VT | Retire Other | Retire Other | Retire Other | Capacity | MW | 0 | 72 | 72 | 72 | 72 | 72 | 72
Case B Flat-Cap Scenario | VT | Retire Nuclear | Retire Nuclear | Retire Nuclear | Capacity | MW | 0 | 0 | 0 | 0 | 0 | 0 | 0
Case B Flat-Cap Scenario | NY | Imports | Imports Zone D (HQ) | 122739 | Capacity | MW | 1485 | 1485 | 1485 | 1485 | 1485 | 1485 | 1485
Case B Flat-Cap Scenario | NY | Imports | Imports Zone J (CHPE) | 122738 | Capacity | MW | 0 | 1250 | 1250 | 1250 | 1250 | 1250 | 1250
Case B Flat-Cap Scenario | MA | Imports | Clean Energy Connect Import | 4390 | Capacity | MW | 0 | 1200 | 1200 | 1200 | 1200 | 1200 | 1200
Case B Flat-Cap Scenario | CT | Imports | Imports |  | Capacity | MW | 0 | 0 | 0 | 0 | 0 | 0 | 0
Case B Flat-Cap Scenario | DE | Imports | Imports |  | Capacity | MW | 0 | 0 | 0 | 0 | 0 | 0 | 0
Case B Flat-Cap Scenario | ME | Imports | Imports |  | Capacity | MW | 0 | 0 | 0 | 0 | 0 | 0 | 0
Case B Flat-Cap Scenario | MD | Imports | Imports |  | Capacity | MW | 0 | 0 | 0 | 0 | 0 | 0 | 0
Case B Flat-Cap Scenario | NH | Imports | Imports |  | Capacity | MW | 0 | 0 | 0 | 0 | 0 | 0 | 0
Case B Flat-Cap Scenario | NJ | Imports | Imports |  | Capacity | MW | 0 | 0 | 0 | 0 | 0 | 0 | 0
Case B Flat-Cap Scenario | RI | Imports | Imports |  | Capacity | MW | 0 | 0 | 0 | 0 | 0 | 0 | 0
Case B Flat-Cap Scenario | VT | Imports | Imports |  | Capacity | MW | 0 | 0 | 0 | 0 | 0 | 0 | 0
Case B Flat-Cap Scenario | 10-State Contributions | Imports | Imports Zone D (HQ) | 122739 | Capacity | MW | 1485 | 1485 | 1485 | 1485 | 1485 | 1485 | 1485
Case B Flat-Cap Scenario | 10-State Contributions | Imports | Imports Zone J (CHPE) | 122738 | Capacity | MW | 0 | 1250 | 1250 | 1250 | 1250 | 1250 | 1250
Case B Flat-Cap Scenario | 10-State Contributions | Imports | Clean Energy Connect Import | 4390 | Capacity | MW | 0 | 1200 | 1200 | 1200 | 1200 | 1200 | 1200
Case B Flat-Cap Scenario | CT | Coal | Coal | Coal | Generation | GWh | 0 | 0 | 0 | 0 | 0 | 0 | 0
Case B Flat-Cap Scenario | CT | Coal with CCS | Coal with CCS | Coal with CCS | Generation | GWh | 0 | 0 | 0 | 0 | 0 | 0 | 0
Case B Flat-Cap Scenario | CT | Combined Cycle | Combined Cycle | Combined Cycle | Generation | GWh | 18456.0171 | 18406.224 | 12438.2805 | 11652.9883 | 9241.6377 | 8953.9582 | 0
Case B Flat-Cap Scenario | CT | Combustion Turbine | Combustion Turbine | Combustion Turbine | Generation | GWh | 0 | 0 | 0 | 0 | 0 | 0 | 0
Case B Flat-Cap Scenario | CT | Oil/Gas | Oil/Gas | Oil/Gas | Generation | GWh | 0 | 0 | 0 | 0 | 0 | 0 | 0
Case B Flat-Cap Scenario | CT | Other | Other | Other | Generation | GWh | 49.056 | 49.056 | 49.056 | 49.056 | 49.056 | 49.056 | 49.056
Case B Flat-Cap Scenario | CT | Nuclear | Nuclear | Nuclear | Generation | GWh | 16661.5627 | 16661.5627 | 16661.5627 | 16661.5627 | 16661.5627 | 16661.5627 | 16661.5627
Case B Flat-Cap Scenario | CT | Hydro | Hydro | Hydro | Generation | GWh | 545.9029 | 538.0493 | 537.5624 | 538.5733 | 538.2627 | 538.5671 | 539.1791
Case B Flat-Cap Scenario | CT | Solar PV | Solar PV | Solar PV | Generation | GWh | 902.3652 | 902.3652 | 902.3652 | 902.3652 | 902.3652 | 902.3652 | 902.3652
Case B Flat-Cap Scenario | CT | Onshore Wind | Onshore Wind | Onshore Wind | Generation | GWh | 14.4408 | 14.4408 | 14.4408 | 14.4408 | 14.4408 | 14.4408 | 14.4408
Case B Flat-Cap Scenario | CT | Battery Storage | Battery Storage | Battery Storage | Generation | GWh | 0 | 30.3874 | 4.3117 | 4.3117 | 47.1605 | 10.9989 | 100.1756
Case B Flat-Cap Scenario | CT | Other RE | Other RE | Other RE | Generation | GWh | 1862.0663 | 1748.8533 | 1748.8533 | 1748.8533 | 1748.8533 | 1748.8533 | 49.2935
Case B Flat-Cap Scenario | CT | Combined Cycle | New Combined Cycle | New Combined Cycle | Generation | GWh | 0 | 0 | 0 | 0 | 0 | 0 | 0
Case B Flat-Cap Scenario | CT | Combustion Turbine | New Combustion Turbine | New Combustion Turbine | Generation | GWh | 0 | 0 | 0 | 0 | 0 | 0 | 0
Case B Flat-Cap Scenario | CT | Other | New Other | New Other | Generation | GWh | 0 | 0 | 0 | 0 | 0 | 0 | 0
Case B Flat-Cap Scenario | CT | Other RE | New Other RE | New Other RE | Generation | GWh | 0 | 0 | 0 | 0 | 342.7584 | 342.7584 | 342.7584
Case B Flat-Cap Scenario | CT | Solar PV | New Solar PV | New Solar PV | Generation | GWh | 0 | 0 | 0 | 0 | 0 | 0 | 0
Case B Flat-Cap Scenario | CT | Onshore Wind | New Onshore Wind | New Onshore Wind | Generation | GWh | 0 | 0 | 0 | 0 | 0 | 0 | 0
Case B Flat-Cap Scenario | CT | Offshore Wind | New Offshore Wind | New Offshore Wind | Generation | GWh | 418.3982 | 1251.6288 | 6065.7702 | 6065.7702 | 6065.7702 | 6065.7702 | 6065.7702
Case B Flat-Cap Scenario | CT | Battery Storage | New Battery Storage | New Battery Storage | Generation | GWh | 161.6919 | 505.52 | 894.4557 | 903.12 | 1058.8811 | 955.277 | 970.3293
Case B Flat-Cap Scenario | CT | Solar PV | New Solar PV | New Paired Solar PV | Generation | GWh | 0 | 0 | 0 | 0 | 0 | 0 | 8439.6525
Case B Flat-Cap Scenario | CT | Battery Storage | New Battery Storage | New Paired Battery Storage | Generation | GWh | 0 | 0 | 0 | 0 | 0 | 0 | 3584.9368
Case B Flat-Cap Scenario | CT | Hydrogen | New Hydrogen | New H2 CC | Generation | GWh | 0 | 0 | 0 | 0 | 0 | 0 | 0
Case B Flat-Cap Scenario | CT | Hydrogen | New Hydrogen | New H2 CT | Generation | GWh | 0 | 0 | 0 | 0 | 0 | 0 | 0
Case B Flat-Cap Scenario | DE | Coal | Coal | Coal | Generation | GWh | 279 | 0 | 0 | 0 | 0 | 0 | 0
Case B Flat-Cap Scenario | DE | Coal with CCS | Coal with CCS | Coal with CCS | Generation | GWh | 0 | 0 | 0 | 0 | 0 | 0 | 0
Case B Flat-Cap Scenario | DE | Combined Cycle | Combined Cycle | Combined Cycle | Generation | GWh | 4804.1518 | 3402.5338 | 3424.161 | 2038.3271 | 2349.5402 | 2843.5351 | 1138.3592
Case B Flat-Cap Scenario | DE | Combustion Turbine | Combustion Turbine | Combustion Turbine | Generation | GWh | 104.2963 | 97.2847 | 28.05 | 0 | 0 | 10.67 | 12.65
Case B Flat-Cap Scenario | DE | Oil/Gas | Oil/Gas | Oil/Gas | Generation | GWh | 43.7224 | 40.5296 | 43.3227 | 26.5525 | 26.5525 | 31.832 | 17.0504
Case B Flat-Cap Scenario | DE | Other | Other | Other | Generation | GWh | 0 | 0 | 0 | 0 | 0 | 0 | 0
Case B Flat-Cap Scenario | DE | Nuclear | Nuclear | Nuclear | Generation | GWh | 0 | 0 | 0 | 0 | 0 | 0 | 0
Case B Flat-Cap Scenario | DE | Hydro | Hydro | Hydro | Generation | GWh | 0 | 0 | 0 | 0 | 0 | 0 | 0
Case B Flat-Cap Scenario | DE | Solar PV | Solar PV | Solar PV | Generation | GWh | 551.5145 | 551.5145 | 551.5145 | 551.5145 | 551.5145 | 551.5145 | 551.5145
Case B Flat-Cap Scenario | DE | Onshore Wind | Onshore Wind | Onshore Wind | Generation | GWh | 5.3733 | 5.3733 | 5.3733 | 5.3733 | 5.3733 | 5.3733 | 5.3733
Case B Flat-Cap Scenario | DE | Battery Storage | Battery Storage | Battery Storage | Generation | GWh | 0 | 0 | 0 | 0 | 0 | 0 | 0
Case B Flat-Cap Scenario | DE | Other RE | Other RE | Other RE | Generation | GWh | 276.4242 | 108.4011 | 43.173 | 42.5322 | 42.5322 | 43.173 | 55.8021
Case B Flat-Cap Scenario | DE | Combined Cycle | New Combined Cycle | New Combined Cycle | Generation | GWh | 0 | 0 | 0 | 0 | 0 | 0 | 0
Case B Flat-Cap Scenario | DE | Combustion Turbine | New Combustion Turbine | New Combustion Turbine | Generation | GWh | 0 | 0 | 409.508 | 10.824 | 49.61 | 240.383 | 210.617
Case B Flat-Cap Scenario | DE | Other | New Other | New Other | Generation | GWh | 0 | 0 | 0 | 0 | 0 | 0 | 0
Case B Flat-Cap Scenario | DE | Other RE | New Other RE | New Other RE | Generation | GWh | 0 | 0 | 0 | 0 | 0 | 0 | 0
Case B Flat-Cap Scenario | DE | Solar PV | New Solar PV | New Solar PV | Generation | GWh | 0 | 0 | 0 | 0 | 0 | 0 | 2065.6205
Case B Flat-Cap Scenario | DE | Onshore Wind | New Onshore Wind | New Onshore Wind | Generation | GWh | 0 | 0 | 0 | 0 | 0 | 0 | 0
Case B Flat-Cap Scenario | DE | Offshore Wind | New Offshore Wind | New Offshore Wind | Generation | GWh | 0 | 0 | 0 | 0 | 0 | 0 | 0
Case B Flat-Cap Scenario | DE | Battery Storage | New Battery Storage | New Battery Storage | Generation | GWh | 0 | 0 | 0 | 0 | 0 | 0 | 0
Case B Flat-Cap Scenario | DE | Solar PV | New Solar PV | New Paired Solar PV | Generation | GWh | 0 | 0 | 0 | 0 | 0 | 0 | 0
Case B Flat-Cap Scenario | DE | Battery Storage | New Battery Storage | New Paired Battery Storage | Generation | GWh | 0 | 0 | 0 | 0 | 0 | 0 | 0
Case B Flat-Cap Scenario | DE | Hydrogen | New Hydrogen | New H2 CC | Generation | GWh | 0 | 0 | 0 | 0 | 0 | 0 | 0
Case B Flat-Cap Scenario | DE | Hydrogen | New Hydrogen | New H2 CT | Generation | GWh | 0 | 0 | 0 | 0 | 0 | 0 | 0
Case B Flat-Cap Scenario | ME | Coal | Coal | Coal | Generation | GWh | 0 | 0 | 0 | 0 | 0 | 0 | 0
Case B Flat-Cap Scenario | ME | Coal with CCS | Coal with CCS | Coal with CCS | Generation | GWh | 0 | 0 | 0 | 0 | 0 | 0 | 0
Case B Flat-Cap Scenario | ME | Combined Cycle | Combined Cycle | Combined Cycle | Generation | GWh | 2568.5531 | 1719.4591 | 600.9212 | 1034.3327 | 1407.6436 | 905.74 | 0
Case B Flat-Cap Scenario | ME | Combustion Turbine | Combustion Turbine | Combustion Turbine | Generation | GWh | 0 | 0 | 0 | 0 | 7.7085 | 0 | 0
Case B Flat-Cap Scenario | ME | Oil/Gas | Oil/Gas | Oil/Gas | Generation | GWh | 0 | 5.4581 | 5.4581 | 3.4907 | 3.3268 | 3.4907 | 0
Case B Flat-Cap Scenario | ME | Other | Other | Other | Generation | GWh | 0 | 0 | 0 | 0 | 0 | 0 | 0
Case B Flat-Cap Scenario | ME | Nuclear | Nuclear | Nuclear | Generation | GWh | 0 | 0 | 0 | 0 | 0 | 0 | 0
Case B Flat-Cap Scenario | ME | Hydro | Hydro | Hydro | Generation | GWh | 2722.6363 | 2722.6363 | 2722.6363 | 2722.6363 | 2722.6363 | 2722.6363 | 2042.5876
Case B Flat-Cap Scenario | ME | Solar PV | Solar PV | Solar PV | Generation | GWh | 1322.9446 | 1432.5937 | 1432.5937 | 1432.5937 | 1432.5937 | 1432.5937 | 1432.5937
Case B Flat-Cap Scenario | ME | Onshore Wind | Onshore Wind | Onshore Wind | Generation | GWh | 3759.48 | 3939.3215 | 3939.3215 | 3939.3215 | 3939.3215 | 3939.3215 | 3939.3215
Case B Flat-Cap Scenario | ME | Battery Storage | Battery Storage | Battery Storage | Generation | GWh | 0.41056 | 2.4903 | 12.4477 | 11.1357 | 139.3443 | 50.2798 | 30.1562
Case B Flat-Cap Scenario | ME | Other RE | Other RE | Other RE | Generation | GWh | 1143.6866 | 475.4656 | 406.2849 | 417.1554 | 244.1353 | 243.9857 | 24.0935
Case B Flat-Cap Scenario | ME | Combined Cycle | New Combined Cycle | New Combined Cycle | Generation | GWh | 0 | 0 | 0 | 0 | 0 | 0 | 0
Case B Flat-Cap Scenario | ME | Combustion Turbine | New Combustion Turbine | New Combustion Turbine | Generation | GWh | 0 | 0 | 0 | 0 | 0 | 0 | 0
Case B Flat-Cap Scenario | ME | Other | New Other | New Other | Generation | GWh | 0 | 0 | 0 | 0 | 0 | 0 | 0
Case B Flat-Cap Scenario | ME | Other RE | New Other RE | New Other RE | Generation | GWh | 0 | 0 | 0 | 0 | 0 | 0 | 0
Case B Flat-Cap Scenario | ME | Solar PV | New Solar PV | New Solar PV | Generation | GWh | 0 | 0 | 0 | 0 | 0 | 0 | 0
Case B Flat-Cap Scenario | ME | Onshore Wind | New Onshore Wind | New Onshore Wind | Generation | GWh | 0 | 1292.5574 | 6092.2513 | 6408.8061 | 10220.3424 | 10680.2887 | 11790.267
Case B Flat-Cap Scenario | ME | Offshore Wind | New Offshore Wind | New Offshore Wind | Generation | GWh | 51.1276 | 51.1276 | 51.1276 | 51.1276 | 51.1276 | 51.1276 | 10472.7198
Case B Flat-Cap Scenario | ME | Battery Storage | New Battery Storage | New Battery Storage | Generation | GWh | 27.0952 | 86.2341 | 106.2975 | 147.2907 | 224.238 | 226.872 | 169.7825
Case B Flat-Cap Scenario | ME | Solar PV | New Solar PV | New Paired Solar PV | Generation | GWh | 0 | 0 | 0 | 0 | 0 | 0 | 0
Case B Flat-Cap Scenario | ME | Battery Storage | New Battery Storage | New Paired Battery Storage | Generation | GWh | 0 | 0 | 0 | 0 | 0 | 0 | 0
Case B Flat-Cap Scenario | ME | Hydrogen | New Hydrogen | New H2 CC | Generation | GWh | 0 | 0 | 0 | 0 | 0 | 0 | 0
Case B Flat-Cap Scenario | ME | Hydrogen | New Hydrogen | New H2 CT | Generation | GWh | 0 | 0 | 0 | 0 | 0 | 0 | 0
Case B Flat-Cap Scenario | MD | Coal | Coal | Coal | Generation | GWh | 1905.3196 | 0 | 0 | 0 | 0 | 0 | 0
Case B Flat-Cap Scenario | MD | Coal with CCS | Coal with CCS | Coal with CCS | Generation | GWh | 0 | 0 | 0 | 0 | 0 | 0 | 0
Case B Flat-Cap Scenario | MD | Combined Cycle | Combined Cycle | Combined Cycle | Generation | GWh | 11737.8923 | 9453.3396 | 9164.377 | 10002.3069 | 10133.6905 | 10256.7927 | 4829.8502
Case B Flat-Cap Scenario | MD | Combustion Turbine | Combustion Turbine | Combustion Turbine | Generation | GWh | 68.5673 | 68.5673 | 58.0412 | 10.7028 | 10.7028 | 22.7182 | 29.7702
Case B Flat-Cap Scenario | MD | Oil/Gas | Oil/Gas | Oil/Gas | Generation | GWh | 0 | 0 | 0 | 0 | 0 | 0 | 0
Case B Flat-Cap Scenario | MD | Other | Other | Other | Generation | GWh | 0 | 0 | 0 | 0 | 0 | 0 | 0
Case B Flat-Cap Scenario | MD | Nuclear | Nuclear | Nuclear | Generation | GWh | 14796.3086 | 14796.3086 | 14796.3086 | 14796.3086 | 14796.3086 | 14796.3086 | 14796.3086
Case B Flat-Cap Scenario | MD | Hydro | Hydro | Hydro | Generation | GWh | 1814.9909 | 1814.9909 | 1814.9909 | 1814.9909 | 1814.9909 | 1814.9909 | 1814.9909
Case B Flat-Cap Scenario | MD | Solar PV | Solar PV | Solar PV | Generation | GWh | 2246.9392 | 3178.5283 | 3226.9526 | 3226.9526 | 3226.9526 | 3226.9526 | 3226.9526
Case B Flat-Cap Scenario | MD | Onshore Wind | Onshore Wind | Onshore Wind | Generation | GWh | 706.308 | 754.6725 | 754.6725 | 754.6725 | 754.6725 | 754.6725 | 754.6725
Case B Flat-Cap Scenario | MD | Battery Storage | Battery Storage | Battery Storage | Generation | GWh | 2.2875 | 3.7294 | 3.2917 | 2.7726 | 2.2526 | 4.2967 | 8.1358
Case B Flat-Cap Scenario | MD | Other RE | Other RE | Other RE | Generation | GWh | 1099.4048 | 657.2384 | 595.7048 | 595.7048 | 595.7048 | 595.7048 | 595.7048
Case B Flat-Cap Scenario | MD | Combined Cycle | New Combined Cycle | New Combined Cycle | Generation | GWh | 0 | 0 | 0 | 0 | 0 | 0 | 0
Case B Flat-Cap Scenario | MD | Combustion Turbine | New Combustion Turbine | New Combustion Turbine | Generation | GWh | 0 | 0 | 2.088 | 0 | 0 | 2.088 | 38.889
Case B Flat-Cap Scenario | MD | Other | New Other | New Other | Generation | GWh | 0 | 0 | 0 | 0 | 0 | 0 | 0
Case B Flat-Cap Scenario | MD | Other RE | New Other RE | New Other RE | Generation | GWh | 0 | 0 | 0 | 0 | 0 | 0 | 0
Case B Flat-Cap Scenario | MD | Solar PV | New Solar PV | New Solar PV | Generation | GWh | 0 | 0 | 0 | 0 | 0 | 7690.7435 | 12712.8512
Case B Flat-Cap Scenario | MD | Onshore Wind | New Onshore Wind | New Onshore Wind | Generation | GWh | 0 | 928.3806 | 2868.869 | 2868.869 | 5113.8822 | 5113.8822 | 5113.8822
Case B Flat-Cap Scenario | MD | Offshore Wind | New Offshore Wind | New Offshore Wind | Generation | GWh | 0 | 4079.1159 | 4079.1159 | 34965.752 | 34965.752 | 34965.752 | 34965.752
Case B Flat-Cap Scenario | MD | Battery Storage | New Battery Storage | New Battery Storage | Generation | GWh | 921.8403 | 865.0233 | 961.2148 | 769.6142 | 703.5721 | 971.3591 | 808.1625
Case B Flat-Cap Scenario | MD | Solar PV | New Solar PV | New Paired Solar PV | Generation | GWh | 0 | 0 | 0 | 0 | 0 | 794.9714 | 8652.7674
Case B Flat-Cap Scenario | MD | Battery Storage | New Battery Storage | New Paired Battery Storage | Generation | GWh | 0 | 0 | 0 | 0 | 0 | 324.2454 | 3492.3704
Case B Flat-Cap Scenario | MD | Hydrogen | New Hydrogen | New H2 CC | Generation | GWh | 0 | 0 | 0 | 0 | 0 | 0 | 0
Case B Flat-Cap Scenario | MD | Hydrogen | New Hydrogen | New H2 CT | Generation | GWh | 0 | 0 | 0 | 0 | 0 | 0 | 0
Case B Flat-Cap Scenario | MA | Coal | Coal | Coal | Generation | GWh | 0 | 0 | 0 | 0 | 0 | 0 | 0
Case B Flat-Cap Scenario | MA | Coal with CCS | Coal with CCS | Coal with CCS | Generation | GWh | 0 | 0 | 0 | 0 | 0 | 0 | 0
Case B Flat-Cap Scenario | MA | Combined Cycle | Combined Cycle | Combined Cycle | Generation | GWh | 13119.5663 | 13238.4145 | 12020.4539 | 12354.3469 | 12791.7449 | 7282.848 | 9889.6272
Case B Flat-Cap Scenario | MA | Combustion Turbine | Combustion Turbine | Combustion Turbine | Generation | GWh | 1.753 | 2.2165 | 2.2165 | 2.3905 | 2.7995 | 0 | 1.3097
Case B Flat-Cap Scenario | MA | Oil/Gas | Oil/Gas | Oil/Gas | Generation | GWh | 0 | 1.3606 | 1.3606 | 1.0628 | 0.76755 | 0 | 1.3248
Case B Flat-Cap Scenario | MA | Other | Other | Other | Generation | GWh | 0 | 0 | 0 | 0 | 0 | 0 | 0
Case B Flat-Cap Scenario | MA | Nuclear | Nuclear | Nuclear | Generation | GWh | 0 | 0 | 0 | 0 | 0 | 0 | 0
Case B Flat-Cap Scenario | MA | Hydro | Hydro | Hydro | Generation | GWh | 2345.5842 | 1350.432 | 1199.6983 | 1252.508 | 1194.5122 | 1338.4353 | 1921.3687
Case B Flat-Cap Scenario | MA | Solar PV | Solar PV | Solar PV | Generation | GWh | 2664.415 | 2664.415 | 2664.415 | 2664.415 | 2664.415 | 2664.415 | 2664.415
Case B Flat-Cap Scenario | MA | Onshore Wind | Onshore Wind | Onshore Wind | Generation | GWh | 304.7983 | 304.7983 | 304.7983 | 304.7983 | 304.7983 | 304.7983 | 304.7983
Case B Flat-Cap Scenario | MA | Battery Storage | Battery Storage | Battery Storage | Generation | GWh | 5.9483 | 110.2229 | 107.9529 | 113.2045 | 103.6831 | 0.80709 | 490.3918
Case B Flat-Cap Scenario | MA | Other RE | Other RE | Other RE | Generation | GWh | 1984.5291 | 1842.0771 | 1842.0771 | 1842.0771 | 1842.0771 | 1842.0771 | 1842.0771
Case B Flat-Cap Scenario | MA | Combined Cycle | New Combined Cycle | New Combined Cycle | Generation | GWh | 0 | 0 | 0 | 0 | 0 | 0 | 0
Case B Flat-Cap Scenario | MA | Combustion Turbine | New Combustion Turbine | New Combustion Turbine | Generation | GWh | 0 | 0 | 0 | 0 | 0 | 0 | 0
Case B Flat-Cap Scenario | MA | Other | New Other | New Other | Generation | GWh | 0 | 0 | 0 | 0 | 0 | 0 | 0
Case B Flat-Cap Scenario | MA | Other RE | New Other RE | New Other RE | Generation | GWh | 0 | 0 | 0 | 0 | 0 | 0 | 0
Case B Flat-Cap Scenario | MA | Solar PV | New Solar PV | New Solar PV | Generation | GWh | 0 | 0 | 0 | 0 | 0 | 0 | 11763.3383
Case B Flat-Cap Scenario | MA | Onshore Wind | New Onshore Wind | New Onshore Wind | Generation | GWh | 0 | 0 | 0 | 0 | 0 | 0 | 0
Case B Flat-Cap Scenario | MA | Offshore Wind | New Offshore Wind | New Offshore Wind | Generation | GWh | 3293.76 | 3293.76 | 3293.76 | 3293.76 | 3293.76 | 24060.5021 | 24060.5021
Case B Flat-Cap Scenario | MA | Battery Storage | New Battery Storage | New Battery Storage | Generation | GWh | 426.6359 | 672.053 | 625.7747 | 674.3289 | 581.8965 | 612.6464 | 740.5388
Case B Flat-Cap Scenario | MA | Solar PV | New Solar PV | New Paired Solar PV | Generation | GWh | 0 | 0 | 0 | 0 | 1997.0788 | 7118.2852 | 8013.0247
Case B Flat-Cap Scenario | MA | Battery Storage | New Battery Storage | New Paired Battery Storage | Generation | GWh | 0 | 0 | 0 | 0 | 662.9685 | 2460.1653 | 3385.552
Case B Flat-Cap Scenario | MA | Hydrogen | New Hydrogen | New H2 CC | Generation | GWh | 0 | 0 | 0 | 0 | 0 | 0 | 0
Case B Flat-Cap Scenario | MA | Hydrogen | New Hydrogen | New H2 CT | Generation | GWh | 0 | 0 | 0 | 0 | 0 | 0 | 0
Case B Flat-Cap Scenario | NH | Coal | Coal | Coal | Generation | GWh | 560.3645 | 0 | 0 | 0 | 0 | 0 | 0
Case B Flat-Cap Scenario | NH | Coal with CCS | Coal with CCS | Coal with CCS | Generation | GWh | 0 | 0 | 0 | 0 | 0 | 0 | 0
Case B Flat-Cap Scenario | NH | Combined Cycle | Combined Cycle | Combined Cycle | Generation | GWh | 2238.3152 | 2889.0118 | 2238.0155 | 2466.7285 | 4020.8867 | 1874.8983 | 2448.4052
Case B Flat-Cap Scenario | NH | Combustion Turbine | Combustion Turbine | Combustion Turbine | Generation | GWh | 0 | 0 | 0.24616 | 0 | 0.66044 | 0 | 0
Case B Flat-Cap Scenario | NH | Oil/Gas | Oil/Gas | Oil/Gas | Generation | GWh | 0 | 0 | 0 | 0 | 0 | 0 | 0
Case B Flat-Cap Scenario | NH | Other | Other | Other | Generation | GWh | 0 | 0 | 0 | 0 | 0 | 0 | 0
Case B Flat-Cap Scenario | NH | Nuclear | Nuclear | Nuclear | Generation | GWh | 10063.3808 | 10063.3808 | 10063.3808 | 10063.3808 | 10063.3808 | 10063.3808 | 10063.3808
Case B Flat-Cap Scenario | NH | Hydro | Hydro | Hydro | Generation | GWh | 1406.0808 | 1406.0808 | 1406.0808 | 1406.0808 | 1406.0808 | 1406.0808 | 1406.0807
Case B Flat-Cap Scenario | NH | Solar PV | Solar PV | Solar PV | Generation | GWh | 232.8486 | 232.8486 | 232.8486 | 232.8486 | 232.8486 | 232.8486 | 232.8486
Case B Flat-Cap Scenario | NH | Onshore Wind | Onshore Wind | Onshore Wind | Generation | GWh | 666.5463 | 666.5463 | 666.5463 | 666.5463 | 666.5463 | 666.5463 | 666.5463
Case B Flat-Cap Scenario | NH | Battery Storage | Battery Storage | Battery Storage | Generation | GWh | 0 | 0 | 0 | 0 | 0 | 0 | 0
Case B Flat-Cap Scenario | NH | Other RE | Other RE | Other RE | Generation | GWh | 534.3508 | 194.8465 | 194.8465 | 194.8465 | 194.8465 | 194.8465 | 194.8465
Case B Flat-Cap Scenario | NH | Combined Cycle | New Combined Cycle | New Combined Cycle | Generation | GWh | 0 | 0 | 0 | 0 | 0 | 0 | 0
Case B Flat-Cap Scenario | NH | Combustion Turbine | New Combustion Turbine | New Combustion Turbine | Generation | GWh | 0 | 0 | 0 | 0 | 0 | 0 | 0
Case B Flat-Cap Scenario | NH | Other | New Other | New Other | Generation | GWh | 0 | 0 | 0 | 0 | 0 | 0 | 0
Case B Flat-Cap Scenario | NH | Other RE | New Other RE | New Other RE | Generation | GWh | 0 | 0 | 0 | 0 | 0 | 0 | 0
Case B Flat-Cap Scenario | NH | Solar PV | New Solar PV | New Solar PV | Generation | GWh | 0 | 0 | 0 | 0 | 0 | 0 | 0
Case B Flat-Cap Scenario | NH | Onshore Wind | New Onshore Wind | New Onshore Wind | Generation | GWh | 0 | 0 | 0 | 0 | 0 | 0 | 0
Case B Flat-Cap Scenario | NH | Offshore Wind | New Offshore Wind | New Offshore Wind | Generation | GWh | 0 | 0 | 0 | 0 | 0 | 0 | 0
Case B Flat-Cap Scenario | NH | Battery Storage | New Battery Storage | New Battery Storage | Generation | GWh | 0 | 0 | 0 | 0 | 0 | 0 | 0
Case B Flat-Cap Scenario | NH | Solar PV | New Solar PV | New Paired Solar PV | Generation | GWh | 0 | 0 | 0 | 0 | 0 | 0 | 0
Case B Flat-Cap Scenario | NH | Battery Storage | New Battery Storage | New Paired Battery Storage | Generation | GWh | 0 | 0 | 0 | 0 | 0 | 0 | 0
Case B Flat-Cap Scenario | NH | Hydrogen | New Hydrogen | New H2 CC | Generation | GWh | 0 | 0 | 0 | 0 | 0 | 0 | 0
Case B Flat-Cap Scenario | NH | Hydrogen | New Hydrogen | New H2 CT | Generation | GWh | 0 | 0 | 0 | 0 | 0 | 0 | 0
Case B Flat-Cap Scenario | NJ | Coal | Coal | Coal | Generation | GWh | 0 | 0 | 0 | 0 | 0 | 0 | 0
Case B Flat-Cap Scenario | NJ | Coal with CCS | Coal with CCS | Coal with CCS | Generation | GWh | 0 | 0 | 0 | 0 | 0 | 0 | 0
Case B Flat-Cap Scenario | NJ | Combined Cycle | Combined Cycle | Combined Cycle | Generation | GWh | 35525.9005 | 32199.2246 | 30908.0607 | 24279.7743 | 31826.3623 | 36513.5316 | 19237.9432
Case B Flat-Cap Scenario | NJ | Combustion Turbine | Combustion Turbine | Combustion Turbine | Generation | GWh | 42.1586 | 38.83 | 63.679 | 0.66 | 1.738 | 132.0368 | 193.5398
Case B Flat-Cap Scenario | NJ | Oil/Gas | Oil/Gas | Oil/Gas | Generation | GWh | 0 | 0 | 0 | 0 | 0 | 0 | 0
Case B Flat-Cap Scenario | NJ | Other | Other | Other | Generation | GWh | 0 | 0 | 0 | 0 | 0 | 0 | 0
Case B Flat-Cap Scenario | NJ | Nuclear | Nuclear | Nuclear | Generation | GWh | 27397.7464 | 27397.7464 | 27397.7464 | 27397.7464 | 17473.7591 | 8983.3197 | 8983.3197
Case B Flat-Cap Scenario | NJ | Hydro | Hydro | Hydro | Generation | GWh | 119.1621 | 116.3845 | 123.2666 | 49.9201 | 80.483 | 148.1566 | 303.7345
Case B Flat-Cap Scenario | NJ | Solar PV | Solar PV | Solar PV | Generation | GWh | 2946.8438 | 3665.5182 | 3665.5182 | 3665.5182 | 3665.5182 | 3665.5182 | 3665.5182
Case B Flat-Cap Scenario | NJ | Onshore Wind | Onshore Wind | Onshore Wind | Generation | GWh | 25.399 | 25.399 | 25.399 | 25.399 | 25.399 | 25.399 | 25.399
Case B Flat-Cap Scenario | NJ | Battery Storage | Battery Storage | Battery Storage | Generation | GWh | 39.8178 | 57.1856 | 56.1365 | 47.2623 | 47.1054 | 51.137 | 163.2001
Case B Flat-Cap Scenario | NJ | Other RE | Other RE | Other RE | Generation | GWh | 1765.0135 | 1749.0451 | 1703.0371 | 1678.9651 | 1678.9651 | 1678.9651 | 1678.9651
Case B Flat-Cap Scenario | NJ | Combined Cycle | New Combined Cycle | New Combined Cycle | Generation | GWh | 0 | 0 | 0 | 0 | 0 | 0 | 0
Case B Flat-Cap Scenario | NJ | Combustion Turbine | New Combustion Turbine | New Combustion Turbine | Generation | GWh | 0 | 0 | 0.145 | 0.145 | 0.55 | 2.68 | 2.785
Case B Flat-Cap Scenario | NJ | Other | New Other | New Other | Generation | GWh | 0 | 0 | 0 | 0 | 0 | 0 | 0
Case B Flat-Cap Scenario | NJ | Other RE | New Other RE | New Other RE | Generation | GWh | 0 | 0 | 0 | 0 | 0 | 0 | 0
Case B Flat-Cap Scenario | NJ | Solar PV | New Solar PV | New Solar PV | Generation | GWh | 0 | 0 | 0 | 0 | 0 | 0 | 3904.9001
Case B Flat-Cap Scenario | NJ | Onshore Wind | New Onshore Wind | New Onshore Wind | Generation | GWh | 0 | 0 | 0 | 0 | 0 | 0 | 0
Case B Flat-Cap Scenario | NJ | Offshore Wind | New Offshore Wind | New Offshore Wind | Generation | GWh | 0 | 0 | 4726.5456 | 20133.108 | 29080.1635 | 29080.1635 | 46393.6193
Case B Flat-Cap Scenario | NJ | Battery Storage | New Battery Storage | New Battery Storage | Generation | GWh | 3104.0241 | 3271.8183 | 3277.5185 | 3192.1894 | 3164.0369 | 3362.3697 | 3204.1259
Case B Flat-Cap Scenario | NJ | Solar PV | New Solar PV | New Paired Solar PV | Generation | GWh | 0 | 0 | 0 | 0 | 0 | 0 | 0
Case B Flat-Cap Scenario | NJ | Battery Storage | New Battery Storage | New Paired Battery Storage | Generation | GWh | 0 | 0 | 0 | 0 | 0 | 0 | 0
Case B Flat-Cap Scenario | NJ | Hydrogen | New Hydrogen | New H2 CC | Generation | GWh | 0 | 0 | 0 | 0 | 0 | 0 | 0
Case B Flat-Cap Scenario | NJ | Hydrogen | New Hydrogen | New H2 CT | Generation | GWh | 0 | 0 | 0 | 0 | 0 | 0 | 0
Case B Flat-Cap Scenario | NY | Coal | Coal | Coal | Generation | GWh | 0 | 0 | 0 | 0 | 0 | 0 | 0
Case B Flat-Cap Scenario | NY | Coal with CCS | Coal with CCS | Coal with CCS | Generation | GWh | 0 | 0 | 0 | 0 | 0 | 0 | 0
Case B Flat-Cap Scenario | NY | Combined Cycle | Combined Cycle | Combined Cycle | Generation | GWh | 42863.0053 | 25872.0558 | 22193.0798 | 21886.1353 | 23091.0498 | 19256.0435 | 6737.235
Case B Flat-Cap Scenario | NY | Combustion Turbine | Combustion Turbine | Combustion Turbine | Generation | GWh | 772.0008 | 204.2879 | 116.1282 | 112.6205 | 31.6062 | 78.997 | 344.9803
Case B Flat-Cap Scenario | NY | Oil/Gas | Oil/Gas | Oil/Gas | Generation | GWh | 3881.6607 | 4025.5903 | 2361.2875 | 2105.3443 | 97.2 | 97.2 | 0
Case B Flat-Cap Scenario | NY | Other | Other | Other | Generation | GWh | 0 | 0 | 0 | 0 | 0 | 0 | 0
Case B Flat-Cap Scenario | NY | Nuclear | Nuclear | Nuclear | Generation | GWh | 26550.0352 | 26550.0352 | 26318.6132 | 25664.6242 | 25000 | 26550.0352 | 25000
Case B Flat-Cap Scenario | NY | Hydro | Hydro | Hydro | Generation | GWh | 26914.558 | 27089.4433 | 27155.5247 | 27115.9644 | 28361.4709 | 27405.4354 | 27225.6142
Case B Flat-Cap Scenario | NY | Solar PV | Solar PV | Solar PV | Generation | GWh | 24453.0943 | 36241.7907 | 40685.9515 | 46792.609 | 54693.9111 | 63903.7518 | 77998.1817
Case B Flat-Cap Scenario | NY | Onshore Wind | Onshore Wind | Onshore Wind | Generation | GWh | 11702.198 | 12091.7903 | 24136.6448 | 28159.883 | 34202.0873 | 37893.6751 | 43431.1939
Case B Flat-Cap Scenario | NY | Offshore Wind | Offshore Wind | Offshore Wind | Generation | GWh | 4460.4962 | 17151.0415 | 25608.6653 | 33655.9419 | 45726.9791 | 52207.7109 | 61928.8085
Case B Flat-Cap Scenario | NY | Battery Storage | Battery Storage | Battery Storage | Generation | GWh | 18.3402 | 26.2796 | 31.6084 | 66.0721 | 117.8046 | 130.5659 | 149.8604
Case B Flat-Cap Scenario | NY | Other RE | Other RE | Other RE | Generation | GWh | 2371.1258 | 2344.2885 | 2269.2837 | 2288.8283 | 2291.9172 | 2182.9569 | 0
Case B Flat-Cap Scenario | NY | Combined Cycle | New Combined Cycle | New Combined Cycle | Generation | GWh | 0 | 0 | 0 | 0 | 0 | 0 | 0
Case B Flat-Cap Scenario | NY | Combustion Turbine | New Combustion Turbine | New Combustion Turbine | Generation | GWh | 0 | 0 | 0 | 0 | 0 | 0 | 0
Case B Flat-Cap Scenario | NY | Other | New Other | New Other | Generation | GWh | 0 | 0 | 0 | 0 | 0 | 0 | 0
Case B Flat-Cap Scenario | NY | Other RE | New Other RE | New Other RE | Generation | GWh | 0 | 0 | 0 | 0 | 931.7501 | 931.7501 | 931.7501
Case B Flat-Cap Scenario | NY | Solar PV | New Solar PV | New Solar PV | Generation | GWh | 0 | 0 | 0 | 0 | 0 | 0 | 0
Case B Flat-Cap Scenario | NY | Onshore Wind | New Onshore Wind | New Onshore Wind | Generation | GWh | 0 | 0 | 0 | 0 | 0 | 0 | 0
Case B Flat-Cap Scenario | NY | Offshore Wind | New Offshore Wind | New Offshore Wind | Generation | GWh | 0 | 0 | 0 | 0 | 0 | 0 | 0
Case B Flat-Cap Scenario | NY | Battery Storage | New Battery Storage | New Battery Storage | Generation | GWh | 0 | 0 | 0 | 0 | 0 | 0 | 79.6487
Case B Flat-Cap Scenario | NY | Solar PV | New Solar PV | New Paired Solar PV | Generation | GWh | 0 | 0 | 0 | 0 | 0 | 0 | 0
Case B Flat-Cap Scenario | NY | Battery Storage | New Battery Storage | New Paired Battery Storage | Generation | GWh | 0 | 0 | 0 | 0 | 0 | 0 | 0
Case B Flat-Cap Scenario | NY | Hydrogen | New Hydrogen | New H2 CC | Generation | GWh | 0 | 0 | 0 | 0 | 0 | 0 | 0
Case B Flat-Cap Scenario | NY | Hydrogen | New Hydrogen | New H2 CT | Generation | GWh | 0 | 0 | 0 | 0 | 0 | 0 | 0
Case B Flat-Cap Scenario | RI | Coal | Coal | Coal | Generation | GWh | 0 | 0 | 0 | 0 | 0 | 0 | 0
Case B Flat-Cap Scenario | RI | Coal with CCS | Coal with CCS | Coal with CCS | Generation | GWh | 0 | 0 | 0 | 0 | 0 | 0 | 0
Case B Flat-Cap Scenario | RI | Combined Cycle | Combined Cycle | Combined Cycle | Generation | GWh | 6059.5111 | 6034.9473 | 5477.3442 | 4804.3734 | 6184.0203 | 3556.0266 | 3471.5477
Case B Flat-Cap Scenario | RI | Combustion Turbine | Combustion Turbine | Combustion Turbine | Generation | GWh | 32.7817 | 0 | 0 | 0 | 0 | 0 | 0
Case B Flat-Cap Scenario | RI | Oil/Gas | Oil/Gas | Oil/Gas | Generation | GWh | 0 | 0 | 0 | 0 | 0 | 0 | 0
Case B Flat-Cap Scenario | RI | Other | Other | Other | Generation | GWh | 0 | 0 | 0 | 0 | 0 | 0 | 0
Case B Flat-Cap Scenario | RI | Nuclear | Nuclear | Nuclear | Generation | GWh | 0 | 0 | 0 | 0 | 0 | 0 | 0
Case B Flat-Cap Scenario | RI | Hydro | Hydro | Hydro | Generation | GWh | 8.3612 | 8.3612 | 8.3612 | 8.3612 | 8.3612 | 8.3612 | 8.3612
Case B Flat-Cap Scenario | RI | Solar PV | Solar PV | Solar PV | Generation | GWh | 530.6188 | 530.6188 | 530.6188 | 530.6188 | 530.6188 | 530.6188 | 530.6188
Case B Flat-Cap Scenario | RI | Onshore Wind | Onshore Wind | Onshore Wind | Generation | GWh | 140.4231 | 140.4231 | 140.4231 | 140.4231 | 140.4231 | 140.4231 | 140.4231
Case B Flat-Cap Scenario | RI | Battery Storage | Battery Storage | Battery Storage | Generation | GWh | 0 | 0 | 0 | 0 | 0 | 0 | 0
Case B Flat-Cap Scenario | RI | Other RE | Other RE | Other RE | Generation | GWh | 335.452 | 324.4536 | 321.5512 | 323.6248 | 330.412 | 303.7912 | 319.4968
Case B Flat-Cap Scenario | RI | Combined Cycle | New Combined Cycle | New Combined Cycle | Generation | GWh | 0 | 0 | 0 | 0 | 0 | 0 | 0
Case B Flat-Cap Scenario | RI | Combustion Turbine | New Combustion Turbine | New Combustion Turbine | Generation | GWh | 0 | 0 | 0 | 0 | 0 | 0 | 0
Case B Flat-Cap Scenario | RI | Other | New Other | New Other | Generation | GWh | 0 | 0 | 0 | 0 | 0 | 0 | 0
Case B Flat-Cap Scenario | RI | Other RE | New Other RE | New Other RE | Generation | GWh | 0 | 0 | 0 | 0 | 0 | 0 | 0
Case B Flat-Cap Scenario | RI | Solar PV | New Solar PV | New Solar PV | Generation | GWh | 0 | 0 | 0 | 0 | 0 | 0 | 11592.9533
Case B Flat-Cap Scenario | RI | Onshore Wind | New Onshore Wind | New Onshore Wind | Generation | GWh | 0 | 0 | 0 | 0 | 0 | 0 | 0
Case B Flat-Cap Scenario | RI | Offshore Wind | New Offshore Wind | New Offshore Wind | Generation | GWh | 669.0993 | 1765.4554 | 5971.4462 | 5971.4462 | 5971.4462 | 5971.4462 | 5971.4462
Case B Flat-Cap Scenario | RI | Battery Storage | New Battery Storage | New Battery Storage | Generation | GWh | 0 | 0 | 0 | 0 | 0 | 0 | 0
Case B Flat-Cap Scenario | RI | Solar PV | New Solar PV | New Paired Solar PV | Generation | GWh | 0 | 0 | 0 | 0 | 0 | 0 | 2851.1945
Case B Flat-Cap Scenario | RI | Battery Storage | New Battery Storage | New Paired Battery Storage | Generation | GWh | 0 | 0 | 0 | 0 | 0 | 0 | 1172.1414
Case B Flat-Cap Scenario | RI | Hydrogen | New Hydrogen | New H2 CC | Generation | GWh | 0 | 0 | 0 | 0 | 0 | 0 | 0
Case B Flat-Cap Scenario | RI | Hydrogen | New Hydrogen | New H2 CT | Generation | GWh | 0 | 0 | 0 | 0 | 0 | 0 | 0
Case B Flat-Cap Scenario | VT | Coal | Coal | Coal | Generation | GWh | 0 | 0 | 0 | 0 | 0 | 0 | 0
Case B Flat-Cap Scenario | VT | Coal with CCS | Coal with CCS | Coal with CCS | Generation | GWh | 0 | 0 | 0 | 0 | 0 | 0 | 0
Case B Flat-Cap Scenario | VT | Combined Cycle | Combined Cycle | Combined Cycle | Generation | GWh | 0 | 0 | 0 | 0 | 0 | 0 | 0
Case B Flat-Cap Scenario | VT | Combustion Turbine | Combustion Turbine | Combustion Turbine | Generation | GWh | 0 | 0 | 0 | 0 | 0 | 0 | 0
Case B Flat-Cap Scenario | VT | Oil/Gas | Oil/Gas | Oil/Gas | Generation | GWh | 0 | 0 | 0 | 0 | 0 | 0 | 0
Case B Flat-Cap Scenario | VT | Other | Other | Other | Generation | GWh | 0 | 0 | 0 | 0 | 0 | 0 | 0
Case B Flat-Cap Scenario | VT | Nuclear | Nuclear | Nuclear | Generation | GWh | 0 | 0 | 0 | 0 | 0 | 0 | 0
Case B Flat-Cap Scenario | VT | Hydro | Hydro | Hydro | Generation | GWh | 1267.8718 | 1267.8718 | 1267.8718 | 1267.8718 | 1267.8718 | 1267.8718 | 1267.8718
Case B Flat-Cap Scenario | VT | Solar PV | Solar PV | Solar PV | Generation | GWh | 282.8155 | 463.9527 | 463.9527 | 463.9527 | 463.9527 | 463.9527 | 463.9527
Case B Flat-Cap Scenario | VT | Onshore Wind | Onshore Wind | Onshore Wind | Generation | GWh | 462.3066 | 462.3066 | 462.3066 | 462.3066 | 462.3066 | 462.3066 | 462.3066
Case B Flat-Cap Scenario | VT | Battery Storage | Battery Storage | Battery Storage | Generation | GWh | 0 | 0 | 0 | 0 | 0 | 0 | 0
Case B Flat-Cap Scenario | VT | Other RE | Other RE | Other RE | Generation | GWh | 179.0532 | 23.5331 | 23.5331 | 23.5331 | 23.4306 | 23.5331 | 23.5331
Case B Flat-Cap Scenario | VT | Combined Cycle | New Combined Cycle | New Combined Cycle | Generation | GWh | 0 | 0 | 0 | 0 | 0 | 0 | 0
Case B Flat-Cap Scenario | VT | Combustion Turbine | New Combustion Turbine | New Combustion Turbine | Generation | GWh | 0 | 0 | 0 | 0 | 0 | 0 | 0
Case B Flat-Cap Scenario | VT | Other | New Other | New Other | Generation | GWh | 0 | 0 | 0 | 0 | 0 | 0 | 0
Case B Flat-Cap Scenario | VT | Other RE | New Other RE | New Other RE | Generation | GWh | 0 | 0 | 0 | 0 | 0 | 0 | 0
Case B Flat-Cap Scenario | VT | Solar PV | New Solar PV | New Solar PV | Generation | GWh | 0 | 0 | 0 | 0 | 0 | 0 | 0
Case B Flat-Cap Scenario | VT | Onshore Wind | New Onshore Wind | New Onshore Wind | Generation | GWh | 0 | 0 | 2890.7782 | 9720.5455 | 23916.5659 | 23916.5659 | 24513.598
Case B Flat-Cap Scenario | VT | Offshore Wind | New Offshore Wind | New Offshore Wind | Generation | GWh | 0 | 0 | 0 | 0 | 0 | 0 | 0
Case B Flat-Cap Scenario | VT | Battery Storage | New Battery Storage | New Battery Storage | Generation | GWh | 0 | 0 | 0 | 0 | 0 | 0 | 0
Case B Flat-Cap Scenario | VT | Solar PV | New Solar PV | New Paired Solar PV | Generation | GWh | 0 | 0 | 0 | 0 | 181.1372 | 4614.2409 | 4923.1497
Case B Flat-Cap Scenario | VT | Battery Storage | New Battery Storage | New Paired Battery Storage | Generation | GWh | 0 | 0 | 0 | 0 | 62.046 | 746.2175 | 1324.44
Case B Flat-Cap Scenario | VT | Hydrogen | New Hydrogen | New H2 CC | Generation | GWh | 0 | 0 | 0 | 0 | 0 | 0 | 0
Case B Flat-Cap Scenario | VT | Hydrogen | New Hydrogen | New H2 CT | Generation | GWh | 0 | 0 | 0 | 0 | 0 | 0 | 0
Case B Flat-Cap Scenario | NY | Imports | Imports Zone D (HQ) | 122739 | Generation | GWh | 10361.3499 | 10361.3499 | 10361.3499 | 10361.3499 | 10361.3499 | 10361.3499 | 10361.3499
Case B Flat-Cap Scenario | NY | Imports | Imports Zone J (CHPE) | 122738 | Generation | GWh | 0 | 10402.5 | 10402.5 | 10402.5 | 10402.5 | 10402.5 | 10402.5
Case B Flat-Cap Scenario | MA | Imports | Clean Energy Connect Import | 4390 | Generation | GWh | 0 | 10512 | 10512 | 10512 | 10512 | 10512 | 10512
Case B Flat-Cap Scenario | CT | Imports | Imports |  | Generation | GWh | 0 | 0 | 0 | 0 | 0 | 0 | 0
Case B Flat-Cap Scenario | DE | Imports | Imports |  | Generation | GWh | 0 | 0 | 0 | 0 | 0 | 0 | 0
Case B Flat-Cap Scenario | ME | Imports | Imports |  | Generation | GWh | 0 | 0 | 0 | 0 | 0 | 0 | 0
Case B Flat-Cap Scenario | MD | Imports | Imports |  | Generation | GWh | 0 | 0 | 0 | 0 | 0 | 0 | 0
Case B Flat-Cap Scenario | NH | Imports | Imports |  | Generation | GWh | 0 | 0 | 0 | 0 | 0 | 0 | 0
Case B Flat-Cap Scenario | NJ | Imports | Imports |  | Generation | GWh | 0 | 0 | 0 | 0 | 0 | 0 | 0
Case B Flat-Cap Scenario | RI | Imports | Imports |  | Generation | GWh | 0 | 0 | 0 | 0 | 0 | 0 | 0
Case B Flat-Cap Scenario | VT | Imports | Imports |  | Generation | GWh | 0 | 0 | 0 | 0 | 0 | 0 | 0
Case B Flat-Cap Scenario | 10-State Contributions | Imports | Imports Zone D (HQ) | 122739 | Generation | GWh | 10361.3499 | 10361.3499 | 10361.3499 | 10361.3499 | 10361.3499 | 10361.3499 | 10361.3499
Case B Flat-Cap Scenario | 10-State Contributions | Imports | Imports Zone J (CHPE) | 122738 | Generation | GWh | 0 | 10402.5 | 10402.5 | 10402.5 | 10402.5 | 10402.5 | 10402.5
Case B Flat-Cap Scenario | 10-State Contributions | Imports | Clean Energy Connect Import | 4390 | Generation | GWh | 0 | 10512 | 10512 | 10512 | 10512 | 10512 | 10512
Case | State/Region | Technology Aggregate | Technology Type | Technology Sub-Type | Metric | Units | 2025 | 2028 | 2030 | 2032 | 2035 | 2037 | 2040
Case B Flat-Cap Scenario | 10-State Contributions | Coal | Coal | Coal | Capacity | MW | 2214.353 | -2.2737e-13 | 0 | 0 | 0 | 0 | 0
Case B Flat-Cap Scenario | 10-State Contributions | Coal with CCS | Coal with CCS | Coal with CCS | Capacity | MW | 0 | 0 | 0 | 0 | 0 | 0 | 0
Case B Flat-Cap Scenario | 10-State Contributions | Combined Cycle | Combined Cycle | Combined Cycle | Capacity | MW | 35902.3907 | 35221.6616 | 35221.6616 | 35221.6616 | 35221.6616 | 35221.6616 | 35221.6616
Case B Flat-Cap Scenario | 10-State Contributions | Combustion Turbine | Combustion Turbine | Combustion Turbine | Capacity | MW | 12042.539 | 11749.051 | 11749.051 | 10847.551 | 9503.301 | 9503.301 | 15125.051
Case B Flat-Cap Scenario | 10-State Contributions | Oil/Gas | Oil/Gas | Oil/Gas | Capacity | MW | 17706.9451 | 16419.5294 | 12522.2663 | 12522.2663 | 6761.6836 | 6365.992 | 6365.992
Case B Flat-Cap Scenario | 10-State Contributions | Other | Other | Other | Capacity | MW | 5.6 | 5.6 | 5.6 | 5.6 | 5.6 | 5.6 | 5.6
Case B Flat-Cap Scenario | 10-State Contributions | Nuclear | Nuclear | Nuclear | Capacity | MW | 11925.7 | 11925.7 | 11925.7 | 11925.7 | 10751.7 | 9593.7 | 9593.7
Case B Flat-Cap Scenario | 10-State Contributions | Hydro | Hydro | Hydro | Capacity | MW | 10287.383 | 10287.383 | 10287.383 | 10287.383 | 10287.383 | 10287.383 | 10287.383
Case B Flat-Cap Scenario | 10-State Contributions | Solar PV | Solar PV | Solar PV | Capacity | MW | 19407.8975 | 26318.9975 | 28829.9975 | 31578.9975 | 35703.9975 | 40749.9975 | 48321.9975
Case B Flat-Cap Scenario | 10-State Contributions | Onshore Wind | Onshore Wind | Onshore Wind | Capacity | MW | 6107.549 | 6242.549 | 10286.549 | 11623.549 | 13631.549 | 14853.549 | 16686.549
Case B Flat-Cap Scenario | 10-State Contributions | Offshore Wind | Offshore Wind | Offshore Wind | Capacity | MW | 1054 | 4142 | 6200 | 8126 | 11015 | 12551 | 14855
Case B Flat-Cap Scenario | 10-State Contributions | Battery Storage | Battery Storage | Battery Storage | Capacity | MW | 2553 | 4364.32 | 4964.32 | 8072.17 | 12733.97 | 14044.33 | 16009.88
Case B Flat-Cap Scenario | 10-State Contributions | Other RE | Other RE | Other RE | Capacity | MW | 2219.741 | 1457.5597 | 1432.458 | 1424.458 | 1424.458 | 1424.458 | 786.546
Case B Flat-Cap Scenario | 10-State Contributions | Combined Cycle | New Combined Cycle | New Combined Cycle | Capacity | MW | 0 | 0 | 0 | 0 | 0 | 0 | 0
Case B Flat-Cap Scenario | 10-State Contributions | Combustion Turbine | New Combustion Turbine | New Combustion Turbine | Capacity | MW | 0 | 0 | 543 | 543 | 606 | 632.3416 | 632.3416
Case B Flat-Cap Scenario | 10-State Contributions | Other | New Other | New Other | Capacity | MW | 0 | 0 | 0 | 0 | 0 | 0 | 0
Case B Flat-Cap Scenario | 10-State Contributions | Other RE | New Other RE | New Other RE | Capacity | MW | 0 | 0 | 0 | 0 | 225.6992 | 225.6992 | 225.6992
Case B Flat-Cap Scenario | 10-State Contributions | Solar PV | New Solar PV | New Solar PV | Capacity | MW | 0 | 0 | 0 | 0 | 0 | 3629.8568 | 19780.7598
Case B Flat-Cap Scenario | 10-State Contributions | Onshore Wind | New Onshore Wind | New Onshore Wind | Capacity | MW | 0 | 482.7709 | 2633.7926 | 4322.3681 | 9312 | 9415.6357 | 9792.1233
Case B Flat-Cap Scenario | 10-State Contributions | Offshore Wind | New Offshore Wind | New Offshore Wind | Capacity | MW | 1545 | 2601.8 | 6445.8 | 17630.8 | 19740.8 | 24540.8 | 31529.8
Case B Flat-Cap Scenario | 10-State Contributions | Battery Storage | New Battery Storage | New Battery Storage | Capacity | MW | 3972.4834 | 4117.4834 | 4567.4834 | 4567.4834 | 4567.4834 | 4567.4834 | 4594.7603
Case B Flat-Cap Scenario | 10-State Contributions | Solar PV | New Solar PV | New Paired Solar PV | Capacity | MW | 0 | 0 | 0 | 0 | 1063.8381 | 6133.8781 | 15902.2994
Case B Flat-Cap Scenario | 10-State Contributions | Battery Storage | New Battery Storage | New Paired Battery Storage | Capacity | MW | 0 | 0 | 0 | 0 | 638.3028 | 3680.3269 | 9541.3797
Case B Flat-Cap Scenario | 10-State Contributions | Hydrogen | New Hydrogen | New H2 CC | Capacity | MW | 0 | 0 | 0 | 0 | 0 | 0 | 0
Case B Flat-Cap Scenario | 10-State Contributions | Hydrogen | New Hydrogen | New H2 CT | Capacity | MW | 0 | 0 | 0 | 0 | 0 | 0 | 0
Case B Flat-Cap Scenario | 10-State Contributions | Retire Coal | Retire Coal | Retire Coal | Capacity | MW | 0 | 1794.353 | 518.856 | 518.856 | 518.856 | 518.856 | 518.856
Case B Flat-Cap Scenario | 10-State Contributions | Retire Combined Cycle | Retire Combined Cycle | Retire Combined Cycle | Capacity | MW | 8.1251 | 613.9512 | 613.9512 | 613.9512 | 613.9512 | 613.9512 | 613.9512
Case B Flat-Cap Scenario | 10-State Contributions | Retire Combustion Turbine | Retire Combustion Turbine | Retire Combustion Turbine | Capacity | MW | 0 | 33.6 | 33.6 | 33.6 | 1045.7 | 1045.7 | 1045.7
Case B Flat-Cap Scenario | 10-State Contributions | Retire Oil/Gas | Retire Oil/Gas | Retire Oil/Gas | Capacity | MW | 266.7469 | 761.1626 | 4658.4257 | 4658.4257 | 10419.0084 | 10814.7 | 10814.7
Case B Flat-Cap Scenario | 10-State Contributions | Retire Other | Retire Other | Retire Other | Capacity | MW | 0 | 762.1813 | 787.283 | 795.283 | 795.283 | 795.283 | 1023.33
Case B Flat-Cap Scenario | 10-State Contributions | Retire Nuclear | Retire Nuclear | Retire Nuclear | Capacity | MW | 0 | 0 | 0 | 0 | 1174 | 2332 | 2332
Case B Flat-Cap Scenario | 10-State Contributions | Coal | Coal | Coal | Generation | GWh | 2744.684 | 0 | 0 | 0 | 0 | 0 | 0
Case B Flat-Cap Scenario | 10-State Contributions | Coal with CCS | Coal with CCS | Coal with CCS | Generation | GWh | 0 | 0 | 0 | 0 | 0 | 0 | 0
Case B Flat-Cap Scenario | 10-State Contributions | Combined Cycle | Combined Cycle | Combined Cycle | Generation | GWh | 137372.9128 | 113215.2104 | 98464.6939 | 90519.3133 | 101046.5761 | 91443.3741 | 47752.9677
Case B Flat-Cap Scenario | 10-State Contributions | Combustion Turbine | Combustion Turbine | Combustion Turbine | Generation | GWh | 1021.5577 | 411.1864 | 268.361 | 126.3738 | 55.2155 | 244.422 | 582.25
Case B Flat-Cap Scenario | 10-State Contributions | Oil/Gas | Oil/Gas | Oil/Gas | Generation | GWh | 3925.3831 | 4072.9386 | 2411.4289 | 2136.4502 | 127.8468 | 132.5228 | 18.3752
Case B Flat-Cap Scenario | 10-State Contributions | Other | Other | Other | Generation | GWh | 49.056 | 49.056 | 49.056 | 49.056 | 49.056 | 49.056 | 49.056
Case B Flat-Cap Scenario | 10-State Contributions | Nuclear | Nuclear | Nuclear | Generation | GWh | 95469.0336 | 95469.0336 | 95237.6116 | 94583.6227 | 83995.0111 | 77054.607 | 75504.5718
Case B Flat-Cap Scenario | 10-State Contributions | Hydro | Hydro | Hydro | Generation | GWh | 37145.148 | 36314.25 | 36235.9931 | 36176.9068 | 37394.6698 | 36650.5353 | 36529.7888
Case B Flat-Cap Scenario | 10-State Contributions | Solar PV | Solar PV | Solar PV | Generation | GWh | 36134.3997 | 49864.1456 | 54356.7308 | 60463.3883 | 68364.6904 | 77574.5311 | 91668.961
Case B Flat-Cap Scenario | 10-State Contributions | Onshore Wind | Onshore Wind | Onshore Wind | Generation | GWh | 17787.2734 | 18405.0717 | 30449.9262 | 34473.1644 | 40515.3687 | 44206.9566 | 49744.4754
Case B Flat-Cap Scenario | 10-State Contributions | Offshore Wind | Offshore Wind | Offshore Wind | Generation | GWh | 4460.4962 | 17151.0415 | 25608.6653 | 33655.9419 | 45726.9791 | 52207.7109 | 61928.8085
Case B Flat-Cap Scenario | 10-State Contributions | Battery Storage | Battery Storage | Battery Storage | Generation | GWh | 66.8043 | 230.2951 | 215.7488 | 244.7589 | 457.3506 | 248.0854 | 941.92
Case B Flat-Cap Scenario | 10-State Contributions | Other RE | Other RE | Other RE | Generation | GWh | 11551.1062 | 9468.2023 | 9148.3448 | 9156.1207 | 8992.8742 | 8857.8868 | 4783.8126
Case B Flat-Cap Scenario | 10-State Contributions | Combined Cycle | New Combined Cycle | New Combined Cycle | Generation | GWh | 0 | 0 | 0 | 0 | 0 | 0 | 0
Case B Flat-Cap Scenario | 10-State Contributions | Combustion Turbine | New Combustion Turbine | New Combustion Turbine | Generation | GWh | 0 | 0 | 411.741 | 10.969 | 50.16 | 245.151 | 252.291
Case B Flat-Cap Scenario | 10-State Contributions | Other | New Other | New Other | Generation | GWh | 0 | 0 | 0 | 0 | 0 | 0 | 0
Case B Flat-Cap Scenario | 10-State Contributions | Other RE | New Other RE | New Other RE | Generation | GWh | 0 | 0 | 0 | 0 | 1274.5085 | 1274.5085 | 1274.5085
Case B Flat-Cap Scenario | 10-State Contributions | Solar PV | New Solar PV | New Solar PV | Generation | GWh | 0 | 0 | 0 | 0 | 0 | 7690.7435 | 42039.6635
Case B Flat-Cap Scenario | 10-State Contributions | Onshore Wind | New Onshore Wind | New Onshore Wind | Generation | GWh | 0 | 2220.938 | 11851.8984 | 18998.2206 | 39250.7906 | 39710.7368 | 41417.7472
Case B Flat-Cap Scenario | 10-State Contributions | Offshore Wind | New Offshore Wind | New Offshore Wind | Generation | GWh | 4432.3851 | 10441.0877 | 24187.7656 | 70480.9641 | 79428.0196 | 100194.7617 | 127929.8096
Case B Flat-Cap Scenario | 10-State Contributions | Battery Storage | New Battery Storage | New Battery Storage | Generation | GWh | 4641.2872 | 5400.6487 | 5865.2612 | 5686.5432 | 5732.6246 | 6128.5242 | 5972.5878
Case B Flat-Cap Scenario | 10-State Contributions | Solar PV | New Solar PV | New Paired Solar PV | Generation | GWh | 0 | 0 | 0 | 0 | 2178.216 | 12527.4975 | 32879.7888
Case B Flat-Cap Scenario | 10-State Contributions | Battery Storage | New Battery Storage | New Paired Battery Storage | Generation | GWh | 0 | 0 | 0 | 0 | 725.0145 | 3530.6282 | 12959.4406
Case B Flat-Cap Scenario | 10-State Contributions | Hydrogen | New Hydrogen | New H2 CC | Generation | GWh | 0 | 0 | 0 | 0 | 0 | 0 | 0
Case B Flat-Cap Scenario | 10-State Contributions | Hydrogen | New Hydrogen | New H2 CT | Generation | GWh | 0 | 0 | 0 | 0 | 0 | 0 | 0
Case | State/Region | Technology Aggregate | Technology Type | Technology Sub-Type | Metric | Units | 2025 | 2028 | 2030 | 2032 | 2035 | 2037 | 2040
Case B Flat-Cap Scenario | ISONE | Coal | Coal | Coal | Capacity | MW | 518.856 | 0 | 0 | 0 | 0 | 0 | 0
Case B Flat-Cap Scenario | ISONE | Coal with CCS | Coal with CCS | Coal with CCS | Capacity | MW | 0 | 0 | 0 | 0 | 0 | 0 | 0
Case B Flat-Cap Scenario | ISONE | Combined Cycle | Combined Cycle | Combined Cycle | Capacity | MW | 13800.0538 | 13725.1508 | 13725.1508 | 13725.1508 | 13725.1508 | 13725.1508 | 13725.1508
Case B Flat-Cap Scenario | ISONE | Combustion Turbine | Combustion Turbine | Combustion Turbine | Capacity | MW | 3396.117 | 3234.829 | 3234.829 | 3234.829 | 3234.829 | 3234.829 | 3234.829
Case B Flat-Cap Scenario | ISONE | Oil/Gas | Oil/Gas | Oil/Gas | Capacity | MW | 4047.892 | 3930.892 | 3930.892 | 3930.892 | 3930.892 | 3930.892 | 3930.892
Case B Flat-Cap Scenario | ISONE | Other | Other | Other | Capacity | MW | 5.6 | 5.6 | 5.6 | 5.6 | 5.6 | 5.6 | 5.6
Case B Flat-Cap Scenario | ISONE | Nuclear | Nuclear | Nuclear | Capacity | MW | 3348 | 3348 | 3348 | 3348 | 3348 | 3348 | 3348
Case B Flat-Cap Scenario | ISONE | Hydro | Hydro | Hydro | Capacity | MW | 3611.358 | 3611.358 | 3611.358 | 3611.358 | 3611.358 | 3611.358 | 3611.358
Case B Flat-Cap Scenario | ISONE | Solar PV | Solar PV | Solar PV | Capacity | MW | 2843.0675 | 2933.0675 | 2933.0675 | 2933.0675 | 2933.0675 | 2933.0675 | 2933.0675
Case B Flat-Cap Scenario | ISONE | Onshore Wind | Onshore Wind | Onshore Wind | Capacity | MW | 1781.549 | 1781.549 | 1781.549 | 1781.549 | 1781.549 | 1781.549 | 1781.549
Case B Flat-Cap Scenario | ISONE | Battery Storage | Battery Storage | Battery Storage | Capacity | MW | 599.2 | 1460.52 | 1460.52 | 1460.52 | 1460.52 | 1460.52 | 1460.52
Case B Flat-Cap Scenario | ISONE | Other RE | Other RE | Other RE | Capacity | MW | 1286.345 | 595.6744 | 589.018 | 589.018 | 589.018 | 589.018 | 360.971
Case B Flat-Cap Scenario | ISONE | Combined Cycle | New Combined Cycle | New Combined Cycle | Capacity | MW | 0 | 0 | 0 | 0 | 0 | 0 | 0
Case B Flat-Cap Scenario | ISONE | Combustion Turbine | New Combustion Turbine | New Combustion Turbine | Capacity | MW | 0 | 0 | 0 | 0 | 63 | 89.3416 | 89.3416
Case B Flat-Cap Scenario | ISONE | Other | New Other | New Other | Capacity | MW | 0 | 0 | 0 | 0 | 0 | 0 | 0
Case B Flat-Cap Scenario | ISONE | Other RE | New Other RE | New Other RE | Capacity | MW | 0 | 0 | 0 | 0 | 59 | 59 | 59
Case B Flat-Cap Scenario | ISONE | Solar PV | New Solar PV | New Solar PV | Capacity | MW | 0 | 0 | 0 | 0 | 0 | 0 | 11000.0337
Case B Flat-Cap Scenario | ISONE | Onshore Wind | New Onshore Wind | New Onshore Wind | Capacity | MW | 0 | 273.7709 | 1955.7926 | 3644.3681 | 8009 | 8112.6357 | 8489.1233
Case B Flat-Cap Scenario | ISONE | Offshore Wind | New Offshore Wind | New Offshore Wind | Capacity | MW | 1545 | 1545 | 4241 | 4241 | 4241 | 9041 | 12030
Case B Flat-Cap Scenario | ISONE | Battery Storage | New Battery Storage | New Battery Storage | Capacity | MW | 1001 | 1146 | 1596 | 1596 | 1596 | 1596 | 1596
Case B Flat-Cap Scenario | ISONE | Solar PV | New Solar PV | New Paired Solar PV | Capacity | MW | 0 | 0 | 0 | 0 | 1063.8381 | 5763.735 | 11873.5219
Case B Flat-Cap Scenario | ISONE | Battery Storage | New Battery Storage | New Paired Battery Storage | Capacity | MW | 0 | 0 | 0 | 0 | 638.3028 | 3458.241 | 7124.1131
Case B Flat-Cap Scenario | ISONE | Hydrogen | New Hydrogen | New H2 CC | Capacity | MW | 0 | 0 | 0 | 0 | 0 | 0 | 0
Case B Flat-Cap Scenario | ISONE | Hydrogen | New Hydrogen | New H2 CT | Capacity | MW | 0 | 0 | 0 | 0 | 0 | 0 | 0
Case B Flat-Cap Scenario | ISONE | Retire Coal | Retire Coal | Retire Coal | Capacity | MW | 0 | 518.856 | 518.856 | 518.856 | 518.856 | 518.856 | 518.856
Case B Flat-Cap Scenario | ISONE | Retire Combined Cycle | Retire Combined Cycle | Retire Combined Cycle | Capacity | MW | 0 | 0 | 0 | 0 | 0 | 0 | 0
Case B Flat-Cap Scenario | ISONE | Retire Combustion Turbine | Retire Combustion Turbine | Retire Combustion Turbine | Capacity | MW | 0 | 5.6 | 5.6 | 5.6 | 5.6 | 5.6 | 5.6
Case B Flat-Cap Scenario | ISONE | Retire Oil/Gas | Retire Oil/Gas | Retire Oil/Gas | Capacity | MW | 0 | 0 | 0 | 0 | 0 | 0 | 0
Case B Flat-Cap Scenario | ISONE | Retire Other | Retire Other | Retire Other | Capacity | MW | 0 | 690.6706 | 697.327 | 697.327 | 697.327 | 697.327 | 925.374
Case B Flat-Cap Scenario | ISONE | Retire Nuclear | Retire Nuclear | Retire Nuclear | Capacity | MW | 0 | 0 | 0 | 0 | 0 | 0 | 0
Case B Flat-Cap Scenario | ISONE | Coal | Coal | Coal | Generation | GWh | 560.3645 | 0 | 0 | 0 | 0 | 0 | 0
Case B Flat-Cap Scenario | ISONE | Coal with CCS | Coal with CCS | Coal with CCS | Generation | GWh | 0 | 0 | 0 | 0 | 0 | 0 | 0
Case B Flat-Cap Scenario | ISONE | Combined Cycle | Combined Cycle | Combined Cycle | Generation | GWh | 42441.9629 | 42288.0567 | 32775.0154 | 32312.7697 | 33645.9333 | 22573.4712 | 15809.5801
Case B Flat-Cap Scenario | ISONE | Combustion Turbine | Combustion Turbine | Combustion Turbine | Generation | GWh | 34.5347 | 2.2165 | 2.4627 | 2.3905 | 11.1684 | 0 | 1.3097
Case B Flat-Cap Scenario | ISONE | Oil/Gas | Oil/Gas | Oil/Gas | Generation | GWh | 0 | 6.8187 | 6.8187 | 4.5535 | 4.0943 | 3.4907 | 1.3248
Case B Flat-Cap Scenario | ISONE | Other | Other | Other | Generation | GWh | 49.056 | 49.056 | 49.056 | 49.056 | 49.056 | 49.056 | 49.056
Case B Flat-Cap Scenario | ISONE | Nuclear | Nuclear | Nuclear | Generation | GWh | 26724.9435 | 26724.9435 | 26724.9435 | 26724.9435 | 26724.9435 | 26724.9435 | 26724.9435
Case B Flat-Cap Scenario | ISONE | Hydro | Hydro | Hydro | Generation | GWh | 8296.4371 | 7293.4314 | 7142.2108 | 7196.0313 | 7137.725 | 7281.9524 | 7185.4492
Case B Flat-Cap Scenario | ISONE | Solar PV | Solar PV | Solar PV | Generation | GWh | 5936.0077 | 6226.794 | 6226.794 | 6226.794 | 6226.794 | 6226.794 | 6226.794
Case B Flat-Cap Scenario | ISONE | Onshore Wind | Onshore Wind | Onshore Wind | Generation | GWh | 5347.9951 | 5527.8366 | 5527.8366 | 5527.8366 | 5527.8366 | 5527.8366 | 5527.8366
Case B Flat-Cap Scenario | ISONE | Battery Storage | Battery Storage | Battery Storage | Generation | GWh | 6.3588 | 143.1005 | 124.7122 | 128.652 | 290.1879 | 62.0858 | 620.7236
Case B Flat-Cap Scenario | ISONE | Other RE | Other RE | Other RE | Generation | GWh | 6039.1379 | 4609.2293 | 4537.1462 | 4550.0902 | 4383.7549 | 4357.087 | 2453.3406
Case B Flat-Cap Scenario | ISONE | Combined Cycle | New Combined Cycle | New Combined Cycle | Generation | GWh | 0 | 0 | 0 | 0 | 0 | 0 | 0
Case B Flat-Cap Scenario | ISONE | Combustion Turbine | New Combustion Turbine | New Combustion Turbine | Generation | GWh | 0 | 0 | 0 | 0 | 0 | 0 | 0
Case B Flat-Cap Scenario | ISONE | Other | New Other | New Other | Generation | GWh | 0 | 0 | 0 | 0 | 0 | 0 | 0
Case B Flat-Cap Scenario | ISONE | Other RE | New Other RE | New Other RE | Generation | GWh | 0 | 0 | 0 | 0 | 342.7584 | 342.7584 | 342.7584
Case B Flat-Cap Scenario | ISONE | Solar PV | New Solar PV | New Solar PV | Generation | GWh | 0 | 0 | 0 | 0 | 0 | 0 | 23356.2916
Case B Flat-Cap Scenario | ISONE | Onshore Wind | New Onshore Wind | New Onshore Wind | Generation | GWh | 0 | 1292.5574 | 8983.0295 | 16129.3516 | 34136.9084 | 34596.8546 | 36303.865
Case B Flat-Cap Scenario | ISONE | Offshore Wind | New Offshore Wind | New Offshore Wind | Generation | GWh | 4432.3851 | 6361.9718 | 15382.1041 | 15382.1041 | 15382.1041 | 36148.8462 | 46570.4384
Case B Flat-Cap Scenario | ISONE | Battery Storage | New Battery Storage | New Battery Storage | Generation | GWh | 615.4229 | 1263.8071 | 1626.5279 | 1724.7396 | 1865.0155 | 1794.7954 | 1880.6507
Case B Flat-Cap Scenario | ISONE | Solar PV | New Solar PV | New Paired Solar PV | Generation | GWh | 0 | 0 | 0 | 0 | 2178.216 | 11732.5262 | 24227.0214
Case B Flat-Cap Scenario | ISONE | Battery Storage | New Battery Storage | New Paired Battery Storage | Generation | GWh | 0 | 0 | 0 | 0 | 725.0145 | 3206.3828 | 9467.0702
Case B Flat-Cap Scenario | ISONE | Hydrogen | New Hydrogen | New H2 CC | Generation | GWh | 0 | 0 | 0 | 0 | 0 | 0 | 0
Case B Flat-Cap Scenario | ISONE | Hydrogen | New Hydrogen | New H2 CT | Generation | GWh | 0 | 0 | 0 | 0 | 0 | 0 | 0
Case | State/Region | Technology Aggregate | Technology Type | Technology Sub-Type | Metric | Units | 2025 | 2028 | 2030 | 2032 | 2035 | 2037 | 2040
Case B Flat-Cap Scenario | RGGI PJM | Coal | Coal | Coal | Capacity | MW | 1695.497 | -2.2737e-13 | 0 | 0 | 0 | 0 | 0
Case B Flat-Cap Scenario | RGGI PJM | Coal with CCS | Coal with CCS | Coal with CCS | Capacity | MW | 0 | 0 | 0 | 0 | 0 | 0 | 0
Case B Flat-Cap Scenario | RGGI PJM | Combined Cycle | Combined Cycle | Combined Cycle | Capacity | MW | 10928.399 | 10928.399 | 10928.399 | 10928.399 | 10928.399 | 10928.399 | 10928.399
Case B Flat-Cap Scenario | RGGI PJM | Combustion Turbine | Combustion Turbine | Combustion Turbine | Capacity | MW | 4430.88 | 4400.98 | 4400.98 | 4400.98 | 4400.98 | 4400.98 | 4400.98
Case B Flat-Cap Scenario | RGGI PJM | Oil/Gas | Oil/Gas | Oil/Gas | Capacity | MW | 3064.6 | 2388.6 | 2388.6 | 2388.6 | 2388.6 | 2388.6 | 2388.6
Case B Flat-Cap Scenario | RGGI PJM | Other | Other | Other | Capacity | MW | 0 | 0 | 0 | 0 | 0 | 0 | 0
Case B Flat-Cap Scenario | RGGI PJM | Nuclear | Nuclear | Nuclear | Capacity | MW | 5244.1 | 5244.1 | 5244.1 | 5244.1 | 4070.1 | 2912.1 | 2912.1
Case B Flat-Cap Scenario | RGGI PJM | Hydro | Hydro | Hydro | Capacity | MW | 971.28 | 971.28 | 971.28 | 971.28 | 971.28 | 971.28 | 971.28
Case B Flat-Cap Scenario | RGGI PJM | Solar PV | Solar PV | Solar PV | Capacity | MW | 3131.83 | 3557.93 | 3557.93 | 3557.93 | 3557.93 | 3557.93 | 3557.93
Case B Flat-Cap Scenario | RGGI PJM | Onshore Wind | Onshore Wind | Onshore Wind | Capacity | MW | 271 | 271 | 271 | 271 | 271 | 271 | 271
Case B Flat-Cap Scenario | RGGI PJM | Battery Storage | Battery Storage | Battery Storage | Capacity | MW | 151.8 | 201.8 | 201.8 | 201.8 | 201.8 | 201.8 | 201.8
Case B Flat-Cap Scenario | RGGI PJM | Other RE | Other RE | Other RE | Capacity | MW | 417.231 | 345.7203 | 327.275 | 319.275 | 319.275 | 319.275 | 319.275
Case B Flat-Cap Scenario | RGGI PJM | Combined Cycle | New Combined Cycle | New Combined Cycle | Capacity | MW | 0 | 0 | 0 | 0 | 0 | 0 | 0
Case B Flat-Cap Scenario | RGGI PJM | Combustion Turbine | New Combustion Turbine | New Combustion Turbine | Capacity | MW | 0 | 0 | 543 | 543 | 543 | 543 | 543
Case B Flat-Cap Scenario | RGGI PJM | Other | New Other | New Other | Capacity | MW | 0 | 0 | 0 | 0 | 0 | 0 | 0
Case B Flat-Cap Scenario | RGGI PJM | Other RE | New Other RE | New Other RE | Capacity | MW | 0 | 0 | 0 | 0 | 0 | 0 | 0
Case B Flat-Cap Scenario | RGGI PJM | Solar PV | New Solar PV | New Solar PV | Capacity | MW | 0 | 0 | 0 | 0 | 0 | 3629.8568 | 8780.7262
Case B Flat-Cap Scenario | RGGI PJM | Onshore Wind | New Onshore Wind | New Onshore Wind | Capacity | MW | 0 | 209 | 678 | 678 | 1303 | 1303 | 1303
Case B Flat-Cap Scenario | RGGI PJM | Offshore Wind | New Offshore Wind | New Offshore Wind | Capacity | MW | 0 | 1056.8 | 2204.8 | 13389.8 | 15499.8 | 15499.8 | 19499.8
Case B Flat-Cap Scenario | RGGI PJM | Battery Storage | New Battery Storage | New Battery Storage | Capacity | MW | 2971.4834 | 2971.4834 | 2971.4834 | 2971.4834 | 2971.4834 | 2971.4834 | 2971.4834
Case B Flat-Cap Scenario | RGGI PJM | Solar PV | New Solar PV | New Paired Solar PV | Capacity | MW | 0 | 0 | 0 | 0 | 0 | 370.1432 | 4028.7776
Case B Flat-Cap Scenario | RGGI PJM | Battery Storage | New Battery Storage | New Paired Battery Storage | Capacity | MW | 0 | 0 | 0 | 0 | 0 | 222.0859 | 2417.2665
Case B Flat-Cap Scenario | RGGI PJM | Hydrogen | New Hydrogen | New H2 CC | Capacity | MW | 0 | 0 | 0 | 0 | 0 | 0 | 0
Case B Flat-Cap Scenario | RGGI PJM | Hydrogen | New Hydrogen | New H2 CT | Capacity | MW | 0 | 0 | 0 | 0 | 0 | 0 | 0
Case B Flat-Cap Scenario | RGGI PJM | Retire Coal | Retire Coal | Retire Coal | Capacity | MW | 0 | 1275.497 | 0 | 0 | 0 | 0 | 0
Case B Flat-Cap Scenario | RGGI PJM | Retire Combined Cycle | Retire Combined Cycle | Retire Combined Cycle | Capacity | MW | 0 | 0 | 0 | 0 | 0 | 0 | 0
Case B Flat-Cap Scenario | RGGI PJM | Retire Combustion Turbine | Retire Combustion Turbine | Retire Combustion Turbine | Capacity | MW | 0 | 0 | 0 | 0 | 0 | 0 | 0
Case B Flat-Cap Scenario | RGGI PJM | Retire Oil/Gas | Retire Oil/Gas | Retire Oil/Gas | Capacity | MW | 0 | 0 | 0 | 0 | 0 | 0 | 0
Case B Flat-Cap Scenario | RGGI PJM | Retire Other | Retire Other | Retire Other | Capacity | MW | 0 | 71.5107 | 89.956 | 97.956 | 97.956 | 97.956 | 97.956
Case B Flat-Cap Scenario | RGGI PJM | Retire Nuclear | Retire Nuclear | Retire Nuclear | Capacity | MW | 0 | 0 | 0 | 0 | 1174 | 2332 | 2332
Case B Flat-Cap Scenario | RGGI PJM | Coal | Coal | Coal | Generation | GWh | 2184.3196 | 0 | 0 | 0 | 0 | 0 | 0
Case B Flat-Cap Scenario | RGGI PJM | Coal with CCS | Coal with CCS | Coal with CCS | Generation | GWh | 0 | 0 | 0 | 0 | 0 | 0 | 0
Case B Flat-Cap Scenario | RGGI PJM | Combined Cycle | Combined Cycle | Combined Cycle | Generation | GWh | 52067.9446 | 45055.0979 | 43496.5986 | 36320.4083 | 44309.593 | 49613.8594 | 25206.1526
Case B Flat-Cap Scenario | RGGI PJM | Combustion Turbine | Combustion Turbine | Combustion Turbine | Generation | GWh | 215.0222 | 204.682 | 149.7702 | 11.3628 | 12.4408 | 165.425 | 235.96
Case B Flat-Cap Scenario | RGGI PJM | Oil/Gas | Oil/Gas | Oil/Gas | Generation | GWh | 43.7224 | 40.5296 | 43.3227 | 26.5525 | 26.5525 | 31.832 | 17.0504
Case B Flat-Cap Scenario | RGGI PJM | Other | Other | Other | Generation | GWh | 0 | 0 | 0 | 0 | 0 | 0 | 0
Case B Flat-Cap Scenario | RGGI PJM | Nuclear | Nuclear | Nuclear | Generation | GWh | 42194.0549 | 42194.0549 | 42194.0549 | 42194.0549 | 32270.0676 | 23779.6283 | 23779.6283
Case B Flat-Cap Scenario | RGGI PJM | Hydro | Hydro | Hydro | Generation | GWh | 1934.1529 | 1931.3753 | 1938.2575 | 1864.911 | 1895.4739 | 1963.1475 | 2118.7254
Case B Flat-Cap Scenario | RGGI PJM | Solar PV | Solar PV | Solar PV | Generation | GWh | 5745.2976 | 7395.561 | 7443.9853 | 7443.9853 | 7443.9853 | 7443.9853 | 7443.9853
Case B Flat-Cap Scenario | RGGI PJM | Onshore Wind | Onshore Wind | Onshore Wind | Generation | GWh | 737.0804 | 785.4449 | 785.4449 | 785.4449 | 785.4449 | 785.4449 | 785.4449
Case B Flat-Cap Scenario | RGGI PJM | Battery Storage | Battery Storage | Battery Storage | Generation | GWh | 42.1053 | 60.915 | 59.4282 | 50.0349 | 49.358 | 55.4337 | 171.3359
Case B Flat-Cap Scenario | RGGI PJM | Other RE | Other RE | Other RE | Generation | GWh | 3140.8425 | 2514.6846 | 2341.9149 | 2317.2021 | 2317.2021 | 2317.8429 | 2330.472
Case B Flat-Cap Scenario | RGGI PJM | Combined Cycle | New Combined Cycle | New Combined Cycle | Generation | GWh | 0 | 0 | 0 | 0 | 0 | 0 | 0
Case B Flat-Cap Scenario | RGGI PJM | Combustion Turbine | New Combustion Turbine | New Combustion Turbine | Generation | GWh | 0 | 0 | 411.741 | 10.969 | 50.16 | 245.151 | 252.291
Case B Flat-Cap Scenario | RGGI PJM | Other | New Other | New Other | Generation | GWh | 0 | 0 | 0 | 0 | 0 | 0 | 0
Case B Flat-Cap Scenario | RGGI PJM | Other RE | New Other RE | New Other RE | Generation | GWh | 0 | 0 | 0 | 0 | 0 | 0 | 0
Case B Flat-Cap Scenario | RGGI PJM | Solar PV | New Solar PV | New Solar PV | Generation | GWh | 0 | 0 | 0 | 0 | 0 | 7690.7435 | 18683.3718
Case B Flat-Cap Scenario | RGGI PJM | Onshore Wind | New Onshore Wind | New Onshore Wind | Generation | GWh | 0 | 928.3806 | 2868.869 | 2868.869 | 5113.8822 | 5113.8822 | 5113.8822
Case B Flat-Cap Scenario | RGGI PJM | Offshore Wind | New Offshore Wind | New Offshore Wind | Generation | GWh | 0 | 4079.1159 | 8805.6615 | 55098.86 | 64045.9155 | 64045.9155 | 81359.3713
Case B Flat-Cap Scenario | RGGI PJM | Battery Storage | New Battery Storage | New Battery Storage | Generation | GWh | 4025.8643 | 4136.8416 | 4238.7333 | 3961.8036 | 3867.6091 | 4333.7288 | 4012.2884
Case B Flat-Cap Scenario | RGGI PJM | Solar PV | New Solar PV | New Paired Solar PV | Generation | GWh | 0 | 0 | 0 | 0 | 0 | 794.9714 | 8652.7674
Case B Flat-Cap Scenario | RGGI PJM | Battery Storage | New Battery Storage | New Paired Battery Storage | Generation | GWh | 0 | 0 | 0 | 0 | 0 | 324.2454 | 3492.3704
Case B Flat-Cap Scenario | RGGI PJM | Hydrogen | New Hydrogen | New H2 CC | Generation | GWh | 0 | 0 | 0 | 0 | 0 | 0 | 0
Case B Flat-Cap Scenario | RGGI PJM | Hydrogen | New Hydrogen | New H2 CT | Generation | GWh | 0 | 0 | 0 | 0 | 0 | 0 | 0
Case | State/Region | Technology Aggregate | Technology Type | Technology Sub-Type | Metric | Units | 2025 | 2028 | 2030 | 2032 | 2035 | 2037 | 2040
Case B Flat-Cap Scenario | Non-RGGI Eastern Interconnection | Coal | Coal | Coal | Capacity | MW | 117757.1268 | 70310.2472 | 31444.2532 | 2308.389 | 1507.3352 | 1385.4654 | 1240.5204
Case B Flat-Cap Scenario | Non-RGGI Eastern Interconnection | Coal with CCS | Coal with CCS | Coal with CCS | Capacity | MW | 0 | 0 | 0 | 6813.1181 | 6813.1181 | 6813.1181 | 6813.1181
Case B Flat-Cap Scenario | Non-RGGI Eastern Interconnection | Combined Cycle | Combined Cycle | Combined Cycle | Capacity | MW | 175351.3028 | 178652.3028 | 178652.3028 | 178188.2381 | 178188.2381 | 178105.7881 | 167321.1855
Case B Flat-Cap Scenario | Non-RGGI Eastern Interconnection | Combustion Turbine | Combustion Turbine | Combustion Turbine | Capacity | MW | 108679.061 | 107090.561 | 106643.7205 | 105670.3693 | 105650.4721 | 104089.0284 | 90867.771
Case B Flat-Cap Scenario | Non-RGGI Eastern Interconnection | Oil/Gas | Oil/Gas | Oil/Gas | Capacity | MW | 64319.6622 | 64370.2883 | 86435.8858 | 86265.8858 | 85127.1858 | 74829.814 | 49806.7773
Case B Flat-Cap Scenario | Non-RGGI Eastern Interconnection | Other | Other | Other | Capacity | MW | 237.6 | 237.6 | 237.6 | 237.6 | 237.6 | 237.6 | 237.6
Case B Flat-Cap Scenario | Non-RGGI Eastern Interconnection | Nuclear | Nuclear | Nuclear | Capacity | MW | 82051 | 83017 | 83010 | 83538 | 78475.7907 | 69012.6934 | 42943
Case B Flat-Cap Scenario | Non-RGGI Eastern Interconnection | Hydro | Hydro | Hydro | Capacity | MW | 60401.618 | 60402.613 | 60402.613 | 60401.213 | 60401.213 | 60401.213 | 60401.213
Case B Flat-Cap Scenario | Non-RGGI Eastern Interconnection | Solar PV | Solar PV | Solar PV | Capacity | MW | 52169.698 | 54924.698 | 54924.698 | 54924.698 | 54924.698 | 54924.698 | 54924.698
Case B Flat-Cap Scenario | Non-RGGI Eastern Interconnection | Onshore Wind | Onshore Wind | Onshore Wind | Capacity | MW | 87104.957 | 88114.957 | 88114.957 | 88114.957 | 88114.957 | 88114.957 | 88114.957
Case B Flat-Cap Scenario | Non-RGGI Eastern Interconnection | Battery Storage | Battery Storage | Battery Storage | Capacity | MW | 1222.4 | 1632.4 | 1632.4 | 1632.4 | 1632.4 | 1632.4 | 1632.4
Case B Flat-Cap Scenario | Non-RGGI Eastern Interconnection | Other RE | Other RE | Other RE | Capacity | MW | 6433.43 | 3971.135 | 3911.135 | 3864.635 | 3864.635 | 3441.986 | 3422.926
Case B Flat-Cap Scenario | Non-RGGI Eastern Interconnection | Combined Cycle | New Combined Cycle | New Combined Cycle | Capacity | MW | 0 | 24920.2076 | 29232.7043 | 31872.7527 | 31959.1858 | 37381.2665 | 41643.1688
Case B Flat-Cap Scenario | Non-RGGI Eastern Interconnection | Combustion Turbine | New Combustion Turbine | New Combustion Turbine | Capacity | MW | 0 | 542.082 | 542.082 | 4305.7562 | 4305.7562 | 4305.7562 | 4305.7562
Case B Flat-Cap Scenario | Non-RGGI Eastern Interconnection | Other | New Other | New Other | Capacity | MW | 0 | 0 | 0 | 0 | 0 | 0 | 0
Case B Flat-Cap Scenario | Non-RGGI Eastern Interconnection | Other RE | New Other RE | New Other RE | Capacity | MW | 0 | 0 | 0 | 7114 | 7114 | 7114 | 7114
Case B Flat-Cap Scenario | Non-RGGI Eastern Interconnection | Solar PV | New Solar PV | New Solar PV | Capacity | MW | 0 | 0 | 0 | 0 | 7342.6577 | 95217.1153 | 203671.3431
Case B Flat-Cap Scenario | Non-RGGI Eastern Interconnection | Onshore Wind | New Onshore Wind | New Onshore Wind | Capacity | MW | 0 | 12288.6071 | 66957.511 | 83877.5222 | 112562.6085 | 121673.3279 | 291105.5376
Case B Flat-Cap Scenario | Non-RGGI Eastern Interconnection | Offshore Wind | New Offshore Wind | New Offshore Wind | Capacity | MW | 12 | 2612 | 2612 | 2612 | 5200 | 5200 | 5200
Case B Flat-Cap Scenario | Non-RGGI Eastern Interconnection | Battery Storage | New Battery Storage | New Battery Storage | Capacity | MW | 8402.3686 | 8402.3686 | 11084.0817 | 11084.0817 | 13390.6142 | 13390.6142 | 13390.6142
Case B Flat-Cap Scenario | Non-RGGI Eastern Interconnection | Solar PV | New Solar PV | New Paired Solar PV | Capacity | MW | 0 | 0 | 8191.5006 | 29075.4663 | 45934.6764 | 54579.0642 | 89590.6258
Case B Flat-Cap Scenario | Non-RGGI Eastern Interconnection | Battery Storage | New Battery Storage | New Paired Battery Storage | Capacity | MW | 0 | 0 | 4914.9004 | 17445.2798 | 27560.8058 | 32747.4385 | 53754.3755
Case B Flat-Cap Scenario | Non-RGGI Eastern Interconnection | Hydrogen | New Hydrogen | New H2 CC | Capacity | MW | 0 | 0 | 0 | 0 | 0 | 0 | 0
Case B Flat-Cap Scenario | Non-RGGI Eastern Interconnection | Hydrogen | New Hydrogen | New H2 CT | Capacity | MW | 0 | 0 | 0 | 601 | 601 | 601 | 601
Case B Flat-Cap Scenario | Non-RGGI Eastern Interconnection | Retire Coal | Retire Coal | Retire Coal | Capacity | MW | 0 | 19194.1262 | 23347.7343 | 37338.6563 | 33005.6641 | 33127.5338 | 33272.4789
Case B Flat-Cap Scenario | Non-RGGI Eastern Interconnection | Retire Combined Cycle | Retire Combined Cycle | Retire Combined Cycle | Capacity | MW | 0 | 0 | 0 | 265 | 265 | 347.45 | 11132.0526
Case B Flat-Cap Scenario | Non-RGGI Eastern Interconnection | Retire Combustion Turbine | Retire Combustion Turbine | Retire Combustion Turbine | Capacity | MW | 0 | 171.1 | 309.9405 | 684.0917 | 703.9889 | 2265.4326 | 14993.49
Case B Flat-Cap Scenario | Non-RGGI Eastern Interconnection | Retire Oil/Gas | Retire Oil/Gas | Retire Oil/Gas | Capacity | MW | 0 | 2433.7094 | 1953.0797 | 1709.0797 | 1713.7797 | 12011.1514 | 37034.1882
Case B Flat-Cap Scenario | Non-RGGI Eastern Interconnection | Retire Other | Retire Other | Retire Other | Capacity | MW | 0 | 2423.805 | 2483.805 | 2530.305 | 2530.305 | 2952.954 | 2972.014
Case B Flat-Cap Scenario | Non-RGGI Eastern Interconnection | Retire Nuclear | Retire Nuclear | Retire Nuclear | Capacity | MW | 0 | 0 | 0 | 0 | 7412.2093 | 16875.3066 | 42945
Case B Flat-Cap Scenario | Non-RGGI Eastern Interconnection | Coal | Coal | Coal | Generation | GWh | 574455.7752 | 357151.9793 | 137590.9618 | 9007.0496 | 7098.4505 | 6621.6657 | 5700.6543
Case B Flat-Cap Scenario | Non-RGGI Eastern Interconnection | Coal with CCS | Coal with CCS | Coal with CCS | Generation | GWh | 0 | 0 | 0 | 59682.9147 | 59682.9147 | 59682.9147 | 59682.9147
Case B Flat-Cap Scenario | Non-RGGI Eastern Interconnection | Combined Cycle | Combined Cycle | Combined Cycle | Generation | GWh | 1014790.6803 | 1081967.7398 | 1039538.9444 | 1077279.6725 | 1064968.2246 | 969873.1746 | 408422.1289
Case B Flat-Cap Scenario | Non-RGGI Eastern Interconnection | Combustion Turbine | Combustion Turbine | Combustion Turbine | Generation | GWh | 9979.85 | 10156.9505 | 15778.8107 | 15973.0347 | 15340.9849 | 4601.0886 | 1544.2662
Case B Flat-Cap Scenario | Non-RGGI Eastern Interconnection | Oil/Gas | Oil/Gas | Oil/Gas | Generation | GWh | 10945.4605 | 18990.0966 | 49812.6649 | 80556.6484 | 47453.0374 | 19781.9514 | 294.1414
Case B Flat-Cap Scenario | Non-RGGI Eastern Interconnection | Other | Other | Other | Generation | GWh | 2081.376 | 2081.376 | 2081.376 | 2081.376 | 2081.376 | 2081.376 | 2081.376
Case B Flat-Cap Scenario | Non-RGGI Eastern Interconnection | Nuclear | Nuclear | Nuclear | Generation | GWh | 659092.7467 | 666683.885 | 667774.4102 | 674174.3645 | 640333.2471 | 565249.0593 | 335824.8335
Case B Flat-Cap Scenario | Non-RGGI Eastern Interconnection | Hydro | Hydro | Hydro | Generation | GWh | 195154.8204 | 194713.8004 | 192329.2112 | 188671.3616 | 188349.2471 | 194472.6681 | 193378.1568
Case B Flat-Cap Scenario | Non-RGGI Eastern Interconnection | Solar PV | Solar PV | Solar PV | Generation | GWh | 112255.3996 | 121213.6138 | 121213.6138 | 121213.6138 | 121213.6138 | 121213.6138 | 121042.9815
Case B Flat-Cap Scenario | Non-RGGI Eastern Interconnection | Onshore Wind | Onshore Wind | Onshore Wind | Generation | GWh | 302152.6874 | 308268.2616 | 308263.4643 | 308268.2616 | 308267.2353 | 308263.4643 | 295421.3866
Case B Flat-Cap Scenario | Non-RGGI Eastern Interconnection | Battery Storage | Battery Storage | Battery Storage | Generation | GWh | 930.9227 | 784.7819 | 634.6384 | 395.4257 | 247.1774 | 696.1718 | 1599.9877
Case B Flat-Cap Scenario | Non-RGGI Eastern Interconnection | Other RE | Other RE | Other RE | Generation | GWh | 34557.8275 | 29260.8422 | 27705.2989 | 27584.6246 | 28869.8209 | 26292.0781 | 25335.3815
Case B Flat-Cap Scenario | Non-RGGI Eastern Interconnection | Combined Cycle | New Combined Cycle | New Combined Cycle | Generation | GWh | 0 | 205834.9076 | 242185.5552 | 115151.8238 | 115911.6113 | 135075.156 | 134620.7303
Case B Flat-Cap Scenario | Non-RGGI Eastern Interconnection | Combustion Turbine | New Combustion Turbine | New Combustion Turbine | Generation | GWh | 0 | 349.6674 | 342.5958 | 2556.7087 | 2567.5848 | 1993.8471 | 908.7793
Case B Flat-Cap Scenario | Non-RGGI Eastern Interconnection | Other | New Other | New Other | Generation | GWh | 0 | 0 | 0 | 0 | 0 | 0 | 0
Case B Flat-Cap Scenario | Non-RGGI Eastern Interconnection | Other RE | New Other RE | New Other RE | Generation | GWh | 0 | 0 | 0 | 37893.9128 | 37893.9128 | 37893.9128 | 37893.9128
Case B Flat-Cap Scenario | Non-RGGI Eastern Interconnection | Solar PV | New Solar PV | New Solar PV | Generation | GWh | 0 | 0 | 0 | 0 | 19849.5572 | 228027.2225 | 485216.3014
Case B Flat-Cap Scenario | Non-RGGI Eastern Interconnection | Onshore Wind | New Onshore Wind | New Onshore Wind | Generation | GWh | 0 | 48117.2617 | 284225.4457 | 356240.8468 | 465225.2261 | 505409.2908 | 1125993.6737
Case B Flat-Cap Scenario | Non-RGGI Eastern Interconnection | Offshore Wind | New Offshore Wind | New Offshore Wind | Generation | GWh | 46.3185 | 10751.0385 | 10751.0385 | 10751.0385 | 21268.14 | 21268.14 | 21268.14
Case B Flat-Cap Scenario | Non-RGGI Eastern Interconnection | Battery Storage | New Battery Storage | New Battery Storage | Generation | GWh | 7311.7907 | 8813.436 | 12287.5001 | 8200.5498 | 10079.2503 | 22860.6053 | 24407.1766
Case B Flat-Cap Scenario | Non-RGGI Eastern Interconnection | Solar PV | New Solar PV | New Paired Solar PV | Generation | GWh | 0 | 0 | 18801.9462 | 68375.2032 | 109426.7598 | 131119.9212 | 217173.5923
Case B Flat-Cap Scenario | Non-RGGI Eastern Interconnection | Battery Storage | New Battery Storage | New Paired Battery Storage | Generation | GWh | 0 | 0 | 5412.5596 | 16454.8931 | 26733.1196 | 47342.5172 | 96427.1681
Case B Flat-Cap Scenario | Non-RGGI Eastern Interconnection | Hydrogen | New Hydrogen | New H2 CC | Generation | GWh | 0 | 0 | 0 | 0 | 0 | 0 | 0
Case B Flat-Cap Scenario | Non-RGGI Eastern Interconnection | Hydrogen | New Hydrogen | New H2 CT | Generation | GWh | 0 | 0 | 0 | 0 | 0 | 0 | 0
Case | State/Region | Technology Aggregate | Technology Type | Technology Sub-Type | Metric | Units | 2025 | 2028 | 2030 | 2032 | 2035 | 2037 | 2040
Case B Flat-Cap Scenario | ON | Coal | Coal | Coal | Capacity | MW | 0 | 0 | 0 | 0 | 0 | 0 | 0
Case B Flat-Cap Scenario | ON | Coal with CCS | Coal with CCS | Coal with CCS | Capacity | MW | 0 | 0 | 0 | 0 | 0 | 0 | 0
Case B Flat-Cap Scenario | ON | Combined Cycle | Combined Cycle | Combined Cycle | Capacity | MW | 6655.6258 | 6655.6258 | 6655.6258 | 6655.6258 | 6655.6258 | 6655.6258 | 6655.6258
Case B Flat-Cap Scenario | ON | Combustion Turbine | Combustion Turbine | Combustion Turbine | Capacity | MW | 1082.25 | 1082.25 | 1082.25 | 1082.25 | 1082.25 | 1082.25 | 1082.25
Case B Flat-Cap Scenario | ON | Oil/Gas | Oil/Gas | Oil/Gas | Capacity | MW | 2503.417 | 2503.417 | 2503.417 | 2503.417 | 2503.417 | 2503.417 | 2503.417
Case B Flat-Cap Scenario | ON | Other | Other | Other | Capacity | MW | 0 | 0 | 0 | 0 | 0 | 0 | 0
Case B Flat-Cap Scenario | ON | Nuclear | Nuclear | Nuclear | Capacity | MW | 9508 | 9068 | 9051 | 9579 | 11929 | 11929 | 11929
Case B Flat-Cap Scenario | ON | Hydro | Hydro | Hydro | Capacity | MW | 9264.568 | 9264.568 | 9264.568 | 9264.568 | 9264.568 | 9264.568 | 9264.568
Case B Flat-Cap Scenario | ON | Solar PV | Solar PV | Solar PV | Capacity | MW | 1480.67 | 1480.67 | 1480.67 | 1480.67 | 1480.67 | 1480.67 | 1480.67
Case B Flat-Cap Scenario | ON | Onshore Wind | Onshore Wind | Onshore Wind | Capacity | MW | 5045.395 | 5045.395 | 5045.395 | 5045.395 | 5045.395 | 5045.395 | 5045.395
Case B Flat-Cap Scenario | ON | Battery Storage | Battery Storage | Battery Storage | Capacity | MW | 0 | 0 | 0 | 0 | 0 | 0 | 0
Case B Flat-Cap Scenario | ON | Other RE | Other RE | Other RE | Capacity | MW | 603.469 | 235.3 | 235.3 | 235.3 | 235.3 | 235.3 | 235.3
Case B Flat-Cap Scenario | ON | Combined Cycle | New Combined Cycle | New Combined Cycle | Capacity | MW | 0 | 0 | 0 | 0 | 0 | 0 | 0
Case B Flat-Cap Scenario | ON | Combustion Turbine | New Combustion Turbine | New Combustion Turbine | Capacity | MW | 0 | 0 | 0 | 225.0483 | 225.0483 | 225.0483 | 225.0483
Case B Flat-Cap Scenario | ON | Other | New Other | New Other | Capacity | MW | 0 | 0 | 0 | 0 | 0 | 0 | 0
Case B Flat-Cap Scenario | ON | Other RE | New Other RE | New Other RE | Capacity | MW | 0 | 0 | 0 | 0 | 0 | 0 | 0
Case B Flat-Cap Scenario | ON | Solar PV | New Solar PV | New Solar PV | Capacity | MW | 0 | 0 | 0 | 0 | 0 | 0 | 0
Case B Flat-Cap Scenario | ON | Onshore Wind | New Onshore Wind | New Onshore Wind | Capacity | MW | 0 | 0 | 0 | 1320.8217 | 1320.8217 | 1991.1768 | 3878.4744
Case B Flat-Cap Scenario | ON | Offshore Wind | New Offshore Wind | New Offshore Wind | Capacity | MW | 0 | 0 | 0 | 0 | 0 | 0 | 0
Case B Flat-Cap Scenario | ON | Battery Storage | New Battery Storage | New Battery Storage | Capacity | MW | 0 | 0 | 0 | 0 | 0 | 0 | 0
Case B Flat-Cap Scenario | ON | Solar PV | New Solar PV | New Paired Solar PV | Capacity | MW | 0 | 0 | 0 | 0 | 0 | 0 | 0
Case B Flat-Cap Scenario | ON | Battery Storage | New Battery Storage | New Paired Battery Storage | Capacity | MW | 0 | 0 | 0 | 0 | 0 | 0 | 0
Case B Flat-Cap Scenario | ON | Hydrogen | New Hydrogen | New H2 CC | Capacity | MW | 0 | 0 | 0 | 0 | 0 | 0 | 0
Case B Flat-Cap Scenario | ON | Hydrogen | New Hydrogen | New H2 CT | Capacity | MW | 0 | 0 | 0 | 0 | 0 | 0 | 0
Case B Flat-Cap Scenario | ON | Retire Coal | Retire Coal | Retire Coal | Capacity | MW | 0 | 0 | 0 | 0 | 0 | 0 | 0
Case B Flat-Cap Scenario | ON | Retire Combined Cycle | Retire Combined Cycle | Retire Combined Cycle | Capacity | MW | 0 | 0 | 0 | 0 | 0 | 0 | 0
Case B Flat-Cap Scenario | ON | Retire Combustion Turbine | Retire Combustion Turbine | Retire Combustion Turbine | Capacity | MW | 0 | 0 | 0 | 0 | 0 | 0 | 0
Case B Flat-Cap Scenario | ON | Retire Oil/Gas | Retire Oil/Gas | Retire Oil/Gas | Capacity | MW | 0 | 0 | 0 | 0 | 0 | 0 | 0
Case B Flat-Cap Scenario | ON | Retire Other | Retire Other | Retire Other | Capacity | MW | 0 | 368.169 | 368.169 | 368.169 | 368.169 | 368.169 | 368.169
Case B Flat-Cap Scenario | ON | Retire Nuclear | Retire Nuclear | Retire Nuclear | Capacity | MW | 0 | 0 | 0 | 0 | 0 | 0 | 0
Case B Flat-Cap Scenario | ON | Coal | Coal | Coal | Generation | GWh | 0 | 0 | 0 | 0 | 0 | 0 | 0
Case B Flat-Cap Scenario | ON | Coal with CCS | Coal with CCS | Coal with CCS | Generation | GWh | 0 | 0 | 0 | 0 | 0 | 0 | 0
Case B Flat-Cap Scenario | ON | Combined Cycle | Combined Cycle | Combined Cycle | Generation | GWh | 8668.8754 | 19588.2962 | 21448.1363 | 23555.2569 | 21134.9923 | 22054.3803 | 20712.2092
Case B Flat-Cap Scenario | ON | Combustion Turbine | Combustion Turbine | Combustion Turbine | Generation | GWh | 0 | 9.2872 | 273.451 | 295.2242 | 26.6614 | 280.8008 | 87.0332
Case B Flat-Cap Scenario | ON | Oil/Gas | Oil/Gas | Oil/Gas | Generation | GWh | 0 | 0 | 0.51898 | 0.51898 | 0 | 0 | 0
Case B Flat-Cap Scenario | ON | Other | Other | Other | Generation | GWh | 0 | 0 | 0 | 0 | 0 | 0 | 0
Case B Flat-Cap Scenario | ON | Nuclear | Nuclear | Nuclear | Generation | GWh | 80731.5926 | 76463.0705 | 77535.2497 | 83912.04 | 104498.04 | 104498.04 | 103323.6091
Case B Flat-Cap Scenario | ON | Hydro | Hydro | Hydro | Generation | GWh | 41152.7626 | 41147.0206 | 41155.5506 | 41152.7626 | 41174.3709 | 41175.0881 | 41220.8669
Case B Flat-Cap Scenario | ON | Solar PV | Solar PV | Solar PV | Generation | GWh | 2939.2688 | 2939.2688 | 2939.2688 | 2939.2688 | 2939.2688 | 2939.2688 | 2939.2688
Case B Flat-Cap Scenario | ON | Onshore Wind | Onshore Wind | Onshore Wind | Generation | GWh | 14626.0581 | 14626.0581 | 14626.0581 | 14626.0581 | 14626.0581 | 14626.0581 | 14626.0581
Case B Flat-Cap Scenario | ON | Battery Storage | Battery Storage | Battery Storage | Generation | GWh | 0 | 0 | 0 | 0 | 0 | 0 | 0
Case B Flat-Cap Scenario | ON | Other RE | Other RE | Other RE | Generation | GWh | 3362.3474 | 1861.7297 | 1861.7297 | 1861.7297 | 1861.7297 | 1861.7297 | 1861.7297
Case B Flat-Cap Scenario | ON | Combined Cycle | New Combined Cycle | New Combined Cycle | Generation | GWh | 0 | 0 | 0 | 0 | 0 | 0 | 0
Case B Flat-Cap Scenario | ON | Combustion Turbine | New Combustion Turbine | New Combustion Turbine | Generation | GWh | 0 | 0 | 0 | 31.2647 | 0 | 7.4266 | 13.2778
Case B Flat-Cap Scenario | ON | Other | New Other | New Other | Generation | GWh | 0 | 0 | 0 | 0 | 0 | 0 | 0
Case B Flat-Cap Scenario | ON | Other RE | New Other RE | New Other RE | Generation | GWh | 0 | 0 | 0 | 0 | 0 | 0 | 0
Case B Flat-Cap Scenario | ON | Solar PV | New Solar PV | New Solar PV | Generation | GWh | 0 | 0 | 0 | 0 | 0 | 0 | 0
Case B Flat-Cap Scenario | ON | Onshore Wind | New Onshore Wind | New Onshore Wind | Generation | GWh | 0 | 0 | 0 | 6310.5212 | 6310.5212 | 9480.13 | 18425.0464
Case B Flat-Cap Scenario | ON | Offshore Wind | New Offshore Wind | New Offshore Wind | Generation | GWh | 0 | 0 | 0 | 0 | 0 | 0 | 0
Case B Flat-Cap Scenario | ON | Battery Storage | New Battery Storage | New Battery Storage | Generation | GWh | 0 | 0 | 0 | 0 | 0 | 0 | 0
Case B Flat-Cap Scenario | ON | Solar PV | New Solar PV | New Paired Solar PV | Generation | GWh | 0 | 0 | 0 | 0 | 0 | 0 | 0
Case B Flat-Cap Scenario | ON | Battery Storage | New Battery Storage | New Paired Battery Storage | Generation | GWh | 0 | 0 | 0 | 0 | 0 | 0 | 0
Case B Flat-Cap Scenario | ON | Hydrogen | New Hydrogen | New H2 CC | Generation | GWh | 0 | 0 | 0 | 0 | 0 | 0 | 0
Case B Flat-Cap Scenario | ON | Hydrogen | New Hydrogen | New H2 CT | Generation | GWh | 0 | 0 | 0 | 0 | 0 | 0 | 0
Case | State/Region | Technology Aggregate | Technology Type | Technology Sub-Type | Metric | Units | 2025 | 2028 | 2030 | 2032 | 2035 | 2037 | 2040
Case B Flat-Cap Scenario | CT | All | All | All | CO2 Emissions | Million Metric Tons | 7.4297 | 7.407 | 4.9458 | 4.615 | 3.6458 | 3.5661 | 0
Case B Flat-Cap Scenario | DE | All | All | All | CO2 Emissions | Million Metric Tons | 2.5449 | 1.5212 | 1.7238 | 0.88454 | 1.0512 | 1.4046 | 0.62589
Case B Flat-Cap Scenario | ME | All | All | All | CO2 Emissions | Million Metric Tons | 1.0924 | 0.72302 | 0.25268 | 0.43494 | 0.60241 | 0.38086 | 0
Case B Flat-Cap Scenario | MD | All | All | All | CO2 Emissions | Million Metric Tons | 7.1074 | 3.9703 | 3.8452 | 4.1734 | 4.2305 | 4.2821 | 2.0352
Case B Flat-Cap Scenario | MA | All | All | All | CO2 Emissions | Million Metric Tons | 5.4316 | 5.4746 | 4.9592 | 5.1265 | 5.3772 | 3.0222 | 4.1308
Case B Flat-Cap Scenario | NH | All | All | All | CO2 Emissions | Million Metric Tons | 1.6437 | 1.2487 | 0.96796 | 1.0681 | 1.7423 | 0.8113 | 1.0625
Case B Flat-Cap Scenario | NJ | All | All | All | CO2 Emissions | Million Metric Tons | 18.2987 | 16.6228 | 16.0425 | 13.1667 | 16.372 | 17.8195 | 8.2474
Case B Flat-Cap Scenario | NY | All | All | All | CO2 Emissions | Million Metric Tons | 17.5639 | 10.267 | 7.6549 | 7.3869 | 6.7626 | 5.9357 | 0
Case B Flat-Cap Scenario | RI | All | All | All | CO2 Emissions | Million Metric Tons | 2.4418 | 2.4282 | 2.2156 | 1.9376 | 2.5177 | 1.4445 | 1.3978
Case B Flat-Cap Scenario | VT | All | All | All | CO2 Emissions | Million Metric Tons | 0 | 0 | 0 | 0 | 0 | 0 | 0
Case B Flat-Cap Scenario | ON | All | All | All | CO2 Emissions | Million Metric Tons | 5.3922 | 8.213 | 9.1929 | 10.0582 | 8.8887 | 9.3899 | 8.7699
Case B Flat-Cap Scenario | 10-State Contributions | All | All | All | CO2 Emissions | Million Metric Tons | 63.5542 | 49.6629 | 42.6076 | 38.7938 | 42.3017 | 38.6668 | 17.4995
Case B Flat-Cap Scenario | RGGI PJM | All | All | All | CO2 Emissions | Million Metric Tons | 27.951 | 22.1143 | 21.6115 | 18.2247 | 21.6537 | 23.5063 | 10.9085
Case B Flat-Cap Scenario | Non-RGGI PJM | All | All | All | CO2 Emissions | Million Metric Tons | 538.9028 | 423.0908 | 339.8872 | 280.8066 | 263.2072 | 237.4036 | 125.7142
Case | State/Region | Technology Aggregate | Technology Type | Technology Sub-Type | Metric | Units | 2025 | 2028 | 2030 | 2032 | 2035 | 2037 | 2040
Case B Flat-Cap Scenario | ISONE | Coal | Coal | Coal | CO2 Emissions | Million Metric Tons | 0.67411 | 0 | 0 | 0 | 0 | 0 | 0
Case B Flat-Cap Scenario | ISONE | Combined Cycle | Combined Cycle | Combined Cycle | CO2 Emissions | Million Metric Tons | 17.3652 | 17.2815 | 13.3412 | 13.1822 | 13.8815 | 9.2249 | 6.591
Case B Flat-Cap Scenario | ISONE | Combustion Turbine | Combustion Turbine | Combustion Turbine | CO2 Emissions | Million Metric Tons | 0 | 0 | 0 | 0 | 0.0039259 | 0 | 0
Case B Flat-Cap Scenario | ISONE | Oil/Gas | Oil/Gas | Oil/Gas | CO2 Emissions | Million Metric Tons | 0 | 0 | 0 | 0 | 0 | 0 | 0
Case B Flat-Cap Scenario | ISONE | Combined Cycle | New Combined Cycle | New Combined Cycle | CO2 Emissions | Million Metric Tons | 0 | 0 | 0 | 0 | 0 | 0 | 0
Case B Flat-Cap Scenario | ISONE | Combustion Turbine | New Combustion Turbine | New Combustion Turbine | CO2 Emissions | Million Metric Tons | 0 | 0 | 0 | 0 | 0 | 0 | 0
Case B Flat-Cap Scenario | NYISO | Coal | Coal | Coal | CO2 Emissions | Million Metric Tons | 0 | 0 | 0 | 0 | 0 | 0 | 0
Case B Flat-Cap Scenario | NYISO | Combined Cycle | Combined Cycle | Combined Cycle | CO2 Emissions | Million Metric Tons | 17.7006 | 10.3783 | 8.8601 | 8.6922 | 9.1994 | 7.7366 | 0
Case B Flat-Cap Scenario | NYISO | Combustion Turbine | Combustion Turbine | Combustion Turbine | CO2 Emissions | Million Metric Tons | 0.45708 | 0.10357 | 0.055394 | 0.050016 | 0.0020604 | 0.028441 | 0
Case B Flat-Cap Scenario | NYISO | Oil/Gas | Oil/Gas | Oil/Gas | CO2 Emissions | Million Metric Tons | 2.2167 | 2.3768 | 1.3295 | 1.2305 | 0.047228 | 0.047228 | 0
Case B Flat-Cap Scenario | NYISO | Combined Cycle | New Combined Cycle | New Combined Cycle | CO2 Emissions | Million Metric Tons | 0 | 0 | 0 | 0 | 0 | 0 | 0
Case B Flat-Cap Scenario | NYISO | Combustion Turbine | New Combustion Turbine | New Combustion Turbine | CO2 Emissions | Million Metric Tons | 0 | 0 | 0 | 0 | 0 | 0 | 0
Case B Flat-Cap Scenario | PJM | Coal | Coal | Coal | CO2 Emissions | Million Metric Tons | 2.5524 | 0 | 0 | 0 | 0 | 0 | 0
Case B Flat-Cap Scenario | PJM | Combined Cycle | Combined Cycle | Combined Cycle | CO2 Emissions | Million Metric Tons | 22.0243 | 18.9794 | 18.314 | 15.2376 | 18.7 | 21.0091 | 10.6107
Case B Flat-Cap Scenario | PJM | Combustion Turbine | Combustion Turbine | Combustion Turbine | CO2 Emissions | Million Metric Tons | 0.13228 | 0.12525 | 0.090363 | 0.0068091 | 0.0068091 | 0.102 | 0.1515
Case B Flat-Cap Scenario | PJM | Oil/Gas | Oil/Gas | Oil/Gas | CO2 Emissions | Million Metric Tons | 0 | 0 | 0 | 0 | 0 | 0 | 0
Case B Flat-Cap Scenario | PJM | Combined Cycle | New Combined Cycle | New Combined Cycle | CO2 Emissions | Million Metric Tons | 0 | 0 | 0 | 0 | 0 | 0 | 0
Case B Flat-Cap Scenario | PJM | Combustion Turbine | New Combustion Turbine | New Combustion Turbine | CO2 Emissions | Million Metric Tons | 0 | 0 | 0.23874 | 0.0063603 | 0.029085 | 0.14215 | 0.14629
Case B Flat-Cap Scenario | SERC | Coal | Coal | Coal | CO2 Emissions | Million Metric Tons | 133.1866 | 55.0154 | 23.524 | 1.4556 | 0 | 0 | 0
Case B Flat-Cap Scenario | SERC | Combined Cycle | Combined Cycle | Combined Cycle | CO2 Emissions | Million Metric Tons | 101.0136 | 100.4317 | 104.0456 | 117.7173 | 118.9176 | 102.7969 | 32.928
Case B Flat-Cap Scenario | SERC | Combustion Turbine | Combustion Turbine | Combustion Turbine | CO2 Emissions | Million Metric Tons | 1.1623 | 0.89744 | 1.3476 | 1.13 | 1.2708 | 0.40488 | 0.037434
Case B Flat-Cap Scenario | SERC | Oil/Gas | Oil/Gas | Oil/Gas | CO2 Emissions | Million Metric Tons | 0.17923 | 0.56599 | 1.7986 | 3.7873 | 3.6432 | 2.595 | 0.060206
Case B Flat-Cap Scenario | SERC | Combined Cycle | New Combined Cycle | New Combined Cycle | CO2 Emissions | Million Metric Tons | 0 | 22.373 | 26.6355 | 10.9811 | 10.9811 | 10.9811 | 10.3328
Case B Flat-Cap Scenario | SERC | Combustion Turbine | New Combustion Turbine | New Combustion Turbine | CO2 Emissions | Million Metric Tons | 0 | 0 | 0 | 0.011606 | 0.00061083 | 0.050241 | 0.062305
Case | State/Region | Technology Aggregate | Technology Type | Technology Sub-Type | Metric | Units | 2025 | 2028 | 2030 | 2032 | 2035 | 2037 | 2040
Case B Flat-Cap Scenario | Eastern Interconnection | Coal | Coal | Coal | CO2 Emissions | Million Metric Tons | 614.0981 | 379.8018 | 146.4335 | 9.9103 | 8.3895 | 7.7827 | 6.6405
Case B Flat-Cap Scenario | Eastern Interconnection | Combined Cycle | Combined Cycle | Combined Cycle | CO2 Emissions | Million Metric Tons | 482.3598 | 500.0353 | 476.2824 | 484.7077 | 484.0415 | 438.2722 | 181.1898
Case B Flat-Cap Scenario | Eastern Interconnection | Combustion Turbine | Combustion Turbine | Combustion Turbine | CO2 Emissions | Million Metric Tons | 6.9069 | 6.6136 | 10.2601 | 10.1623 | 9.7302 | 3.0412 | 1.2016
Case B Flat-Cap Scenario | Eastern Interconnection | Oil/Gas | Oil/Gas | Oil/Gas | CO2 Emissions | Million Metric Tons | 8.6656 | 13.9366 | 31.8198 | 50.5309 | 28.9045 | 11.9009 | 0.13321
Case B Flat-Cap Scenario | Eastern Interconnection | Combined Cycle | New Combined Cycle | New Combined Cycle | CO2 Emissions | Million Metric Tons | 0 | 76.872 | 90.4272 | 42.9866 | 43.2699 | 50.416 | 50.2465
Case B Flat-Cap Scenario | Eastern Interconnection | Combustion Turbine | New Combustion Turbine | New Combustion Turbine | CO2 Emissions | Million Metric Tons | 0 | 0.20275 | 0.43739 | 1.4888 | 1.5179 | 1.2983 | 0.67323
Case | State/Region | Season | Fuel Type Aggregate | Fuel Type | Metric | Units | 2025 | 2028 | 2030 | 2032 | 2035 | 2037 | 2040
Case B Flat-Cap Scenario | CT | Annual | Fossil | Coal | Fuel Consumption | TBtu | 0 | 0 | 0 | 0 | 0 | 0 | 0
Case B Flat-Cap Scenario | CT | Annual | Fossil | Gas | Fuel Consumption | TBtu | 128.2404 | 127.8907 | 85.7446 | 80.118 | 63.3826 | 61.7865 | 0
Case B Flat-Cap Scenario | CT | Annual | Fossil | Oil | Fuel Consumption | TBtu | 0 | 0 | 0 | 0 | 0 | 0 | 0
Case B Flat-Cap Scenario | CT | Winter | Fossil | Coal | Fuel Consumption | TBtu | 0 | 0 | 0 | 0 | 0 | 0 | 0
Case B Flat-Cap Scenario | CT | Winter | Fossil | Gas | Fuel Consumption | TBtu | 26.877 | 34.0404 | 19.6766 | 15.9879 | 5.5334 | 7.9728 | 0
Case B Flat-Cap Scenario | CT | Winter | Fossil | Oil | Fuel Consumption | TBtu | 0 | 0 | 0 | 0 | 0 | 0 | 0
Case B Flat-Cap Scenario | DE | Annual | Fossil | Coal | Fuel Consumption | TBtu | 3.4895 | 0 | 0 | 0 | 0 | 0 | 0
Case B Flat-Cap Scenario | DE | Annual | Fossil | Gas | Fuel Consumption | TBtu | 37.7609 | 26.366 | 29.8493 | 15.3303 | 18.1775 | 24.2743 | 10.8722
Case B Flat-Cap Scenario | DE | Annual | Fossil | Oil | Fuel Consumption | TBtu | 0 | 0 | 0 | 0 | 0 | 0 | 0
Case B Flat-Cap Scenario | DE | Winter | Fossil | Coal | Fuel Consumption | TBtu | 2.2693 | 0 | 0 | 0 | 0 | 0 | 0
Case B Flat-Cap Scenario | DE | Winter | Fossil | Gas | Fuel Consumption | TBtu | 6.4764 | 3.8966 | 3.9323 | 0 | 0.030114 | 0.36692 | 1.335e-06
Case B Flat-Cap Scenario | DE | Winter | Fossil | Oil | Fuel Consumption | TBtu | 0 | 0 | 0 | 0 | 0 | 0 | 0
Case B Flat-Cap Scenario | ME | Annual | Fossil | Coal | Fuel Consumption | TBtu | 0 | 0 | 0 | 0 | 0 | 0 | 0
Case B Flat-Cap Scenario | ME | Annual | Fossil | Gas | Fuel Consumption | TBtu | 18.6615 | 12.3962 | 4.3617 | 7.4588 | 10.3331 | 6.5349 | 0
Case B Flat-Cap Scenario | ME | Annual | Fossil | Oil | Fuel Consumption | TBtu | 0 | 0 | 0 | 0 | 0 | 0 | 0
Case B Flat-Cap Scenario | ME | Winter | Fossil | Coal | Fuel Consumption | TBtu | 0 | 0 | 0 | 0 | 0 | 0 | 0
Case B Flat-Cap Scenario | ME | Winter | Fossil | Gas | Fuel Consumption | TBtu | 1.7008 | 3.892 | 0 | 0 | 0 | 0 | 0
Case B Flat-Cap Scenario | ME | Winter | Fossil | Oil | Fuel Consumption | TBtu | 0 | 0 | 0 | 0 | 0 | 0 | 0
Case B Flat-Cap Scenario | MD | Annual | Fossil | Coal | Fuel Consumption | TBtu | 21.3755 | 0 | 0 | 0 | 0 | 0 | 0
Case B Flat-Cap Scenario | MD | Annual | Fossil | Gas | Fuel Consumption | TBtu | 84.1011 | 68.0005 | 65.8643 | 71.4021 | 72.5977 | 73.4628 | 34.7977
Case B Flat-Cap Scenario | MD | Annual | Fossil | Oil | Fuel Consumption | TBtu | 0 | 0 | 0 | 0 | 0 | 0 | 0
Case B Flat-Cap Scenario | MD | Winter | Fossil | Coal | Fuel Consumption | TBtu | 21.3755 | 0 | 0 | 0 | 0 | 0 | 0
Case B Flat-Cap Scenario | MD | Winter | Fossil | Gas | Fuel Consumption | TBtu | 12.9862 | 12.9862 | 12.9862 | 13.0043 | 13.0785 | 13.0785 | 11.4238
Case B Flat-Cap Scenario | MD | Winter | Fossil | Oil | Fuel Consumption | TBtu | 0 | 0 | 0 | 0 | 0 | 0 | 0
Case B Flat-Cap Scenario | MA | Annual | Fossil | Coal | Fuel Consumption | TBtu | 0 | 0 | 0 | 0 | 0 | 0 | 0
Case B Flat-Cap Scenario | MA | Annual | Fossil | Gas | Fuel Consumption | TBtu | 92.8414 | 93.6034 | 84.8067 | 87.6647 | 92.122 | 51.6401 | 70.6127
Case B Flat-Cap Scenario | MA | Annual | Fossil | Oil | Fuel Consumption | TBtu | 0 | 0 | 0 | 0 | 0 | 0 | 0
Case B Flat-Cap Scenario | MA | Winter | Fossil | Coal | Fuel Consumption | TBtu | 0 | 0 | 0 | 0 | 0 | 0 | 0
Case B Flat-Cap Scenario | MA | Winter | Fossil | Gas | Fuel Consumption | TBtu | 17.9931 | 22.8754 | 22.386 | 19.4281 | 16.4703 | 4.3702 | 15.6104
Case B Flat-Cap Scenario | MA | Winter | Fossil | Oil | Fuel Consumption | TBtu | 0 | 0 | 0 | 0 | 0 | 0 | 0
Case B Flat-Cap Scenario | NH | Annual | Fossil | Coal | Fuel Consumption | TBtu | 6.5671 | 0 | 0 | 0 | 0 | 0 | 0
Case B Flat-Cap Scenario | NH | Annual | Fossil | Gas | Fuel Consumption | TBtu | 16.5634 | 21.3312 | 16.5371 | 18.246 | 29.7681 | 13.8589 | 18.1493
Case B Flat-Cap Scenario | NH | Annual | Fossil | Oil | Fuel Consumption | TBtu | 0 | 0 | 0 | 0 | 0 | 0 | 0
Case B Flat-Cap Scenario | NH | Winter | Fossil | Coal | Fuel Consumption | TBtu | 6.5671 | 0 | 0 | 0 | 0 | 0 | 0
Case B Flat-Cap Scenario | NH | Winter | Fossil | Gas | Fuel Consumption | TBtu | 0 | 4.1986 | 0.41035 | 0.38979 | 4.0841 | 0 | 0.26527
Case B Flat-Cap Scenario | NH | Winter | Fossil | Oil | Fuel Consumption | TBtu | 0 | 0 | 0 | 0 | 0 | 0 | 0
Case B Flat-Cap Scenario | NJ | Annual | Fossil | Coal | Fuel Consumption | TBtu | 0 | 0 | 0 | 0 | 0 | 0 | 0
Case B Flat-Cap Scenario | NJ | Annual | Fossil | Gas | Fuel Consumption | TBtu | 257.3751 | 232.7175 | 223.4897 | 174.2514 | 229.975 | 266.1921 | 141.0517
Case B Flat-Cap Scenario | NJ | Annual | Fossil | Oil | Fuel Consumption | TBtu | 0 | 0 | 0 | 0 | 0 | 0 | 0
Case B Flat-Cap Scenario | NJ | Winter | Fossil | Coal | Fuel Consumption | TBtu | 0 | 0 | 0 | 0 | 0 | 0 | 0
Case B Flat-Cap Scenario | NJ | Winter | Fossil | Gas | Fuel Consumption | TBtu | 87.7524 | 76.8387 | 71.6679 | 45.3225 | 63.3953 | 83.0822 | 50.9764
Case B Flat-Cap Scenario | NJ | Winter | Fossil | Oil | Fuel Consumption | TBtu | 0 | 0 | 0 | 0 | 0 | 0 | 0
Case B Flat-Cap Scenario | NY | Annual | Fossil | Coal | Fuel Consumption | TBtu | 0 | 0 | 0 | 0 | 0 | 0 | 0
Case B Flat-Cap Scenario | NY | Annual | Fossil | Gas | Fuel Consumption | TBtu | 348.7404 | 220.753 | 175.984 | 171.3867 | 158.9408 | 134.4313 | 0
Case B Flat-Cap Scenario | NY | Annual | Fossil | Oil | Fuel Consumption | TBtu | 0.3904 | 0 | 0 | 0 | 0 | 0 | 0
Case B Flat-Cap Scenario | NY | Winter | Fossil | Coal | Fuel Consumption | TBtu | 0 | 0 | 0 | 0 | 0 | 0 | 0
Case B Flat-Cap Scenario | NY | Winter | Fossil | Gas | Fuel Consumption | TBtu | 91.6157 | 72.8388 | 53.4635 | 51.7969 | 45.4535 | 47.4057 | 0
Case B Flat-Cap Scenario | NY | Winter | Fossil | Oil | Fuel Consumption | TBtu | 0.3904 | 0 | 0 | 0 | 0 | 0 | 0
Case B Flat-Cap Scenario | RI | Annual | Fossil | Coal | Fuel Consumption | TBtu | 0 | 0 | 0 | 0 | 0 | 0 | 0
Case B Flat-Cap Scenario | RI | Annual | Fossil | Gas | Fuel Consumption | TBtu | 43.5649 | 43.0944 | 39.0997 | 34.4153 | 44.505 | 25.366 | 24.7519
Case B Flat-Cap Scenario | RI | Annual | Fossil | Oil | Fuel Consumption | TBtu | 0 | 0 | 0 | 0 | 0 | 0 | 0
Case B Flat-Cap Scenario | RI | Winter | Fossil | Coal | Fuel Consumption | TBtu | 0 | 0 | 0 | 0 | 0 | 0 | 0
Case B Flat-Cap Scenario | RI | Winter | Fossil | Gas | Fuel Consumption | TBtu | 11.4852 | 12.1092 | 9.1805 | 8.7627 | 9.4609 | 4.1997 | 7.3018
Case B Flat-Cap Scenario | RI | Winter | Fossil | Oil | Fuel Consumption | TBtu | 0 | 0 | 0 | 0 | 0 | 0 | 0
Case B Flat-Cap Scenario | VT | Annual | Fossil | Coal | Fuel Consumption | TBtu | 0 | 0 | 0 | 0 | 0 | 0 | 0
Case B Flat-Cap Scenario | VT | Annual | Fossil | Gas | Fuel Consumption | TBtu | 0 | 0 | 0 | 0 | 0 | 0 | 0
Case B Flat-Cap Scenario | VT | Annual | Fossil | Oil | Fuel Consumption | TBtu | 0 | 0 | 0 | 0 | 0 | 0 | 0
Case B Flat-Cap Scenario | VT | Winter | Fossil | Coal | Fuel Consumption | TBtu | 0 | 0 | 0 | 0 | 0 | 0 | 0
Case B Flat-Cap Scenario | VT | Winter | Fossil | Gas | Fuel Consumption | TBtu | 0 | 0 | 0 | 0 | 0 | 0 | 0
Case B Flat-Cap Scenario | VT | Winter | Fossil | Oil | Fuel Consumption | TBtu | 0 | 0 | 0 | 0 | 0 | 0 | 0
Case B Flat-Cap Scenario | CT | Summer | Fossil | Coal | Fuel Consumption | TBtu | 0 | 0 | 0 | 0 | 0 | 0 | 0
Case B Flat-Cap Scenario | CT | Summer | Fossil | Gas | Fuel Consumption | TBtu | 51.8145 | 48.6064 | 41.8188 | 40.5146 | 38.6564 | 39.9765 | 0
Case B Flat-Cap Scenario | CT | Summer | Fossil | Oil | Fuel Consumption | TBtu | 0 | 0 | 0 | 0 | 0 | 0 | 0
Case B Flat-Cap Scenario | DE | Summer | Fossil | Coal | Fuel Consumption | TBtu | 1.2202 | 0 | 0 | 0 | 0 | 0 | 0
Case B Flat-Cap Scenario | DE | Summer | Fossil | Gas | Fuel Consumption | TBtu | 14.4564 | 11.6004 | 14.9715 | 9.9311 | 12.3534 | 18.2126 | 10.2619
Case B Flat-Cap Scenario | DE | Summer | Fossil | Oil | Fuel Consumption | TBtu | 0 | 0 | 0 | 0 | 0 | 0 | 0
Case B Flat-Cap Scenario | ME | Summer | Fossil | Coal | Fuel Consumption | TBtu | 0 | 0 | 0 | 0 | 0 | 0 | 0
Case B Flat-Cap Scenario | ME | Summer | Fossil | Gas | Fuel Consumption | TBtu | 12.6413 | 6.5349 | 4.3454 | 6.5398 | 8.9577 | 6.5349 | 0
Case B Flat-Cap Scenario | ME | Summer | Fossil | Oil | Fuel Consumption | TBtu | 0 | 0 | 0 | 0 | 0 | 0 | 0
Case B Flat-Cap Scenario | MD | Summer | Fossil | Coal | Fuel Consumption | TBtu | 0 | 0 | 0 | 0 | 0 | 0 | 0
Case B Flat-Cap Scenario | MD | Summer | Fossil | Gas | Fuel Consumption | TBtu | 31.3551 | 31.3551 | 31.2609 | 31.9925 | 33.1139 | 32.3393 | 23.3224
Case B Flat-Cap Scenario | MD | Summer | Fossil | Oil | Fuel Consumption | TBtu | 0 | 0 | 0 | 0 | 0 | 0 | 0
Case B Flat-Cap Scenario | MA | Summer | Fossil | Coal | Fuel Consumption | TBtu | 0 | 0 | 0 | 0 | 0 | 0 | 0
Case B Flat-Cap Scenario | MA | Summer | Fossil | Gas | Fuel Consumption | TBtu | 40.4048 | 37.1069 | 34.2424 | 40.0789 | 48.3294 | 34.765 | 43.5731
Case B Flat-Cap Scenario | MA | Summer | Fossil | Oil | Fuel Consumption | TBtu | 0 | 0 | 0 | 0 | 0 | 0 | 0
Case B Flat-Cap Scenario | NH | Summer | Fossil | Coal | Fuel Consumption | TBtu | 0 | 0 | 0 | 0 | 0 | 0 | 0
Case B Flat-Cap Scenario | NH | Summer | Fossil | Gas | Fuel Consumption | TBtu | 16.1739 | 13.7794 | 12.8107 | 13.6662 | 16.7126 | 12.6199 | 17.884
Case B Flat-Cap Scenario | NH | Summer | Fossil | Oil | Fuel Consumption | TBtu | 0 | 0 | 0 | 0 | 0 | 0 | 0
Case B Flat-Cap Scenario | NJ | Summer | Fossil | Coal | Fuel Consumption | TBtu | 0 | 0 | 0 | 0 | 0 | 0 | 0
Case B Flat-Cap Scenario | NJ | Summer | Fossil | Gas | Fuel Consumption | TBtu | 88.0719 | 83.8675 | 89.526 | 81.5528 | 94.0592 | 101.5871 | 67.6332
Case B Flat-Cap Scenario | NJ | Summer | Fossil | Oil | Fuel Consumption | TBtu | 0 | 0 | 0 | 0 | 0 | 0 | 0
Case B Flat-Cap Scenario | NY | Summer | Fossil | Coal | Fuel Consumption | TBtu | 0 | 0 | 0 | 0 | 0 | 0 | 0
Case B Flat-Cap Scenario | NY | Summer | Fossil | Gas | Fuel Consumption | TBtu | 116.309 | 76.5825 | 65.933 | 61.1859 | 71.5671 | 61.7837 | 0
Case B Flat-Cap Scenario | NY | Summer | Fossil | Oil | Fuel Consumption | TBtu | 0 | 0 | 0 | 0 | 0 | 0 | 0
Case B Flat-Cap Scenario | RI | Summer | Fossil | Coal | Fuel Consumption | TBtu | 0 | 0 | 0 | 0 | 0 | 0 | 0
Case B Flat-Cap Scenario | RI | Summer | Fossil | Gas | Fuel Consumption | TBtu | 13.2323 | 12.9929 | 13.1713 | 13.1796 | 15.3709 | 12.959 | 12.4401
Case B Flat-Cap Scenario | RI | Summer | Fossil | Oil | Fuel Consumption | TBtu | 0 | 0 | 0 | 0 | 0 | 0 | 0
Case B Flat-Cap Scenario | VT | Summer | Fossil | Coal | Fuel Consumption | TBtu | 0 | 0 | 0 | 0 | 0 | 0 | 0
Case B Flat-Cap Scenario | VT | Summer | Fossil | Gas | Fuel Consumption | TBtu | 0 | 0 | 0 | 0 | 0 | 0 | 0
Case B Flat-Cap Scenario | VT | Summer | Fossil | Oil | Fuel Consumption | TBtu | 0 | 0 | 0 | 0 | 0 | 0 | 0
Case | State/Region | Season | Fuel Type Aggregate | Fuel Type | Metric | Units | 2025 | 2028 | 2030 | 2032 | 2035 | 2037 | 2040
Case B Flat-Cap Scenario | 10-State Contributions | Annual | Fossil | Coal | Fuel Consumption | TBtu | 31.432 | 0 | 0 | 0 | 0 | 0 | 0
Case B Flat-Cap Scenario | 10-State Contributions | Annual | Fossil | Gas | Fuel Consumption | TBtu | 1027.849 | 846.1529 | 725.7373 | 660.2733 | 719.8018 | 657.5469 | 300.2355
Case B Flat-Cap Scenario | 10-State Contributions | Annual | Fossil | Oil | Fuel Consumption | TBtu | 0.3904 | 0 | 0 | 0 | 0 | 0 | 0
Case B Flat-Cap Scenario | 10-State Contributions | Winter | Fossil | Coal | Fuel Consumption | TBtu | 30.2118 | 0 | 0 | 0 | 0 | 0 | 0
Case B Flat-Cap Scenario | 10-State Contributions | Winter | Fossil | Gas | Fuel Consumption | TBtu | 256.8869 | 243.6758 | 193.7034 | 154.6922 | 157.5062 | 160.476 | 85.5777
Case B Flat-Cap Scenario | 10-State Contributions | Winter | Fossil | Oil | Fuel Consumption | TBtu | 0.3904 | 0 | 0 | 0 | 0 | 0 | 0
Case B Flat-Cap Scenario | 10-State Contributions | Summer | Fossil | Coal | Fuel Consumption | TBtu | 1.2202 | 0 | 0 | 0 | 0 | 0 | 0
Case B Flat-Cap Scenario | 10-State Contributions | Summer | Fossil | Gas | Fuel Consumption | TBtu | 384.4592 | 322.426 | 308.0799 | 298.6414 | 339.1207 | 320.7781 | 175.1147
Case B Flat-Cap Scenario | 10-State Contributions | Summer | Fossil | Oil | Fuel Consumption | TBtu | 0 | 0 | 0 | 0 | 0 | 0 | 0
Case | State/Region | Season | Category | Value | Metric | Units | 2025 | 2028 | 2030 | 2032 | 2035 | 2037 | 2040
Case B Flat-Cap Scenario | MA | Annual | power | real | firm power prices | $/MWh | 40.4815 | 40.9839 | 37.8255 | 41.2375 | 57.2944 | 53.7231 | 49.8809
Case B Flat-Cap Scenario | CT | Annual | power | real | firm power prices | $/MWh | 40.9621 | 41.9285 | 40.0774 | 42.9429 | 60.9431 | 54.7983 | 48.085
Case B Flat-Cap Scenario | ME | Annual | power | real | firm power prices | $/MWh | 42.2333 | 42.2681 | 31.4271 | 36.2473 | 44.082 | 44.5886 | 30.4346
Case B Flat-Cap Scenario | NH | Annual | power | real | firm power prices | $/MWh | 42.881 | 41.3242 | 37.5185 | 41.3569 | 60.7255 | 53.5618 | 49.0215
Case B Flat-Cap Scenario | RI | Annual | power | real | firm power prices | $/MWh | 43.7369 | 43.7933 | 40.2513 | 44.7197 | 63.6377 | 55.7056 | 43.6618
Case B Flat-Cap Scenario | VT | Annual | power | real | firm power prices | $/MWh | 46.9419 | 43.2277 | 41.4508 | 44.1128 | 58.3243 | 50.9142 | 42.7994
Case B Flat-Cap Scenario | NY | Annual | power | real | firm power prices | $/MWh | 26.6992 | 24.3249 | 21.6859 | 28.0577 | 36.5232 | 34.9872 | 67.3339
Case B Flat-Cap Scenario | DE | Annual | power | real | firm power prices | $/MWh | 39.7165 | 42.8939 | 44.278 | 38.4608 | 41.9608 | 39.7962 | 33.4439
Case B Flat-Cap Scenario | MD | Annual | power | real | firm power prices | $/MWh | 51.9097 | 46.3036 | 47.7479 | 42.9759 | 46.6964 | 42.2758 | 37.9501
Case B Flat-Cap Scenario | NJ | Annual | power | real | firm power prices | $/MWh | 43.4934 | 46.5793 | 48.4835 | 48.8343 | 53.6682 | 46.1383 | 35.8395
Case B Flat-Cap Scenario | MA | Annual | power | real | energy prices | $/MWh | 39.2212 | 40.6933 | 40.0774 | 41.0628 | 44.6543 | 41.328 | 39.8967
Case B Flat-Cap Scenario | CT | Annual | power | real | energy prices | $/MWh | 38.7406 | 39.7488 | 37.8255 | 39.3574 | 41.0056 | 40.2527 | 41.6925
Case B Flat-Cap Scenario | ME | Annual | power | real | energy prices | $/MWh | 40.4925 | 41.033 | 31.4271 | 34.3672 | 27.7931 | 31.1183 | 22.2463
Case B Flat-Cap Scenario | NH | Annual | power | real | energy prices | $/MWh | 41.1401 | 40.0891 | 37.5185 | 39.4768 | 44.4367 | 40.0914 | 40.8332
Case B Flat-Cap Scenario | RI | Annual | power | real | energy prices | $/MWh | 41.996 | 42.5581 | 40.2513 | 42.8396 | 47.3489 | 42.2353 | 35.4734
Case B Flat-Cap Scenario | VT | Annual | power | real | energy prices | $/MWh | 45.201 | 41.9926 | 41.4508 | 42.2326 | 42.0355 | 37.4439 | 34.6111
Case B Flat-Cap Scenario | NY | Annual | power | real | energy prices | $/MWh | 26.6992 | 24.3249 | 21.6859 | 22.7919 | 23.0823 | 22.3125 | 55.143
Case B Flat-Cap Scenario | DE | Annual | power | real | energy prices | $/MWh | 28.4698 | 26.7729 | 25.8146 | 24.4665 | 29.1354 | 31.4195 | 25.9131
Case B Flat-Cap Scenario | MD | Annual | power | real | energy prices | $/MWh | 32.4784 | 30.1826 | 29.2845 | 28.9816 | 33.8711 | 33.8991 | 30.4193
Case B Flat-Cap Scenario | NJ | Annual | power | real | energy prices | $/MWh | 27.6746 | 25.6692 | 24.1808 | 25.7837 | 30.4267 | 31.8612 | 35.7469
Case B Flat-Cap Scenario | MA | Annual | power | real | capacity prices | $/kW-yr | 15.25 | 10.82 | 0 | 16.47 | 142.69 | 118 | 71.73
Case B Flat-Cap Scenario | CT | Annual | power | real | capacity prices | $/kW-yr | 15.25 | 10.82 | 0 | 16.47 | 142.69 | 118 | 71.73
Case B Flat-Cap Scenario | ME | Annual | power | real | capacity prices | $/kW-yr | 15.25 | 10.82 | 0 | 16.47 | 142.69 | 118 | 71.73
Case B Flat-Cap Scenario | NH | Annual | power | real | capacity prices | $/kW-yr | 15.25 | 10.82 | 0 | 16.47 | 142.69 | 118 | 71.73
Case B Flat-Cap Scenario | RI | Annual | power | real | capacity prices | $/kW-yr | 15.25 | 10.82 | 0 | 16.47 | 142.69 | 118 | 71.73
Case B Flat-Cap Scenario | VT | Annual | power | real | capacity prices | $/kW-yr | 15.25 | 10.82 | 0 | 16.47 | 142.69 | 118 | 71.73
Case B Flat-Cap Scenario | DE | Annual | power | real | capacity prices | $/kW-yr | 98.5208 | 141.22 | 161.74 | 122.59 | 112.35 | 73.38 | 65.97
Case B Flat-Cap Scenario | MD | Annual | power | real | capacity prices | $/kW-yr | 170.2177 | 141.22 | 161.74 | 122.59 | 112.35 | 73.38 | 65.97
Case B Flat-Cap Scenario | NJ | Annual | power | real | capacity prices | $/kW-yr | 98.5208 | 141.22 | 161.74 | 122.59 | 112.35 | 73.38 | 65.97
Case B Flat-Cap Scenario | Henry Hub | Annual | natural gas | real | natural gas prices | $/MMBtu | 3.37 | 3.14 | 2.99 | 3.31 | 3.83 | 3.9 | 4.12
Case B Flat-Cap Scenario | MA | Annual | power | nominal | firm power prices | $/MWh | 44.9144 | 48.3971 | 46.5631 | 52.9178 | 78.2526 | 76.4889 | 75.5873
Case B Flat-Cap Scenario | CT | Annual | power | nominal | firm power prices | $/MWh | 45.4476 | 49.5125 | 49.3352 | 55.1062 | 83.2359 | 78.0198 | 72.866
Case B Flat-Cap Scenario | ME | Annual | power | nominal | firm power prices | $/MWh | 46.858 | 49.9136 | 38.6867 | 46.5142 | 60.207 | 63.4836 | 46.1193
Case B Flat-Cap Scenario | NH | Annual | power | nominal | firm power prices | $/MWh | 47.5766 | 48.799 | 46.1852 | 53.071 | 82.9387 | 76.2592 | 74.2851
Case B Flat-Cap Scenario | RI | Annual | power | nominal | firm power prices | $/MWh | 48.5263 | 51.7146 | 49.5493 | 57.3863 | 86.9162 | 79.3116 | 66.1632
Case B Flat-Cap Scenario | VT | Annual | power | nominal | firm power prices | $/MWh | 52.0822 | 51.0468 | 51.0259 | 56.6074 | 79.6591 | 72.4897 | 64.8564
Case B Flat-Cap Scenario | NY | Annual | power | nominal | firm power prices | $/MWh | 29.6229 | 28.7248 | 26.6953 | 36.0048 | 49.8833 | 49.8135 | 102.0349
Case B Flat-Cap Scenario | DE | Annual | power | nominal | firm power prices | $/MWh | 44.0656 | 50.6525 | 54.5062 | 49.3545 | 57.3099 | 56.6604 | 50.6795
Case B Flat-Cap Scenario | MD | Annual | power | nominal | firm power prices | $/MWh | 57.594 | 54.679 | 58.7776 | 55.1485 | 63.7778 | 60.1907 | 57.508
Case B Flat-Cap Scenario | NJ | Annual | power | nominal | firm power prices | $/MWh | 48.2561 | 55.0046 | 59.6831 | 62.6663 | 73.2998 | 65.6899 | 54.3096
Case B Flat-Cap Scenario | MA | Annual | power | nominal | energy prices | $/MWh | 43.5161 | 48.0539 | 49.3352 | 52.6936 | 60.9887 | 58.8413 | 60.4577
Case B Flat-Cap Scenario | CT | Annual | power | nominal | energy prices | $/MWh | 42.9829 | 46.9385 | 46.5631 | 50.5051 | 56.0054 | 57.3104 | 63.179
Case B Flat-Cap Scenario | ME | Annual | power | nominal | energy prices | $/MWh | 44.9265 | 48.455 | 38.6867 | 44.1015 | 37.9598 | 44.3051 | 33.7111
Case B Flat-Cap Scenario | NH | Annual | power | nominal | energy prices | $/MWh | 45.6451 | 47.3404 | 46.1852 | 50.6583 | 60.6915 | 57.0807 | 61.8768
Case B Flat-Cap Scenario | RI | Annual | power | nominal | energy prices | $/MWh | 46.5948 | 50.256 | 49.5493 | 54.9736 | 64.669 | 60.1331 | 53.7549
Case B Flat-Cap Scenario | VT | Annual | power | nominal | energy prices | $/MWh | 50.1507 | 49.5882 | 51.0259 | 54.1947 | 57.4119 | 53.3112 | 52.4481
Case B Flat-Cap Scenario | NY | Annual | power | nominal | energy prices | $/MWh | 29.6229 | 28.7248 | 26.6953 | 29.2476 | 31.5258 | 31.7677 | 83.5613
Case B Flat-Cap Scenario | DE | Annual | power | nominal | energy prices | $/MWh | 31.5874 | 31.6156 | 31.7777 | 31.3965 | 39.7931 | 44.7339 | 39.2676
Case B Flat-Cap Scenario | MD | Annual | power | nominal | energy prices | $/MWh | 36.0349 | 35.6421 | 36.0491 | 37.1904 | 46.261 | 48.2642 | 46.0961
Case B Flat-Cap Scenario | NJ | Annual | power | nominal | energy prices | $/MWh | 30.705 | 30.3122 | 29.7666 | 33.0868 | 41.5566 | 45.3628 | 54.1692
Case B Flat-Cap Scenario | MA | Annual | power | nominal | capacity prices | $/kW-yr | 16.9199 | 12.7771 | 0 | 21.135 | 194.8856 | 168.004 | 108.6965
Case B Flat-Cap Scenario | CT | Annual | power | nominal | capacity prices | $/kW-yr | 16.9199 | 12.7771 | 0 | 21.135 | 194.8856 | 168.004 | 108.6965
Case B Flat-Cap Scenario | ME | Annual | power | nominal | capacity prices | $/kW-yr | 16.9199 | 12.7771 | 0 | 21.135 | 194.8856 | 168.004 | 108.6965
Case B Flat-Cap Scenario | NH | Annual | power | nominal | capacity prices | $/kW-yr | 16.9199 | 12.7771 | 0 | 21.135 | 194.8856 | 168.004 | 108.6965
Case B Flat-Cap Scenario | RI | Annual | power | nominal | capacity prices | $/kW-yr | 16.9199 | 12.7771 | 0 | 21.135 | 194.8856 | 168.004 | 108.6965
Case B Flat-Cap Scenario | VT | Annual | power | nominal | capacity prices | $/kW-yr | 16.9199 | 12.7771 | 0 | 21.135 | 194.8856 | 168.004 | 108.6965
Case B Flat-Cap Scenario | DE | Annual | power | nominal | capacity prices | $/kW-yr | 109.3092 | 166.7639 | 199.1017 | 157.3128 | 153.4473 | 104.4757 | 99.9681
Case B Flat-Cap Scenario | MD | Annual | power | nominal | capacity prices | $/kW-yr | 188.8572 | 166.7639 | 199.1017 | 157.3128 | 153.4473 | 104.4757 | 99.9681
Case B Flat-Cap Scenario | NJ | Annual | power | nominal | capacity prices | $/kW-yr | 109.3092 | 166.7639 | 199.1017 | 157.3128 | 153.4473 | 104.4757 | 99.9681
Case B Flat-Cap Scenario | Henry Hub | Annual | natural gas | nominal | natural gas prices | $/MMBtu | 3.739 | 3.708 | 3.6807 | 4.2475 | 5.231 | 5.5527 | 6.2433
Case | Scope | Origin | Destination | Season | Metric | Units | 2025 | 2028 | 2030 | 2032 | 2035 | 2037 | 2040
Case B Flat-Cap Scenario | Regional | Canada | NYISO | Annual | Energy Flows | TWh | 16.4767 | 22.4799 | 21.704 | 23.5429 | 24.5278 | 26.9199 | 30.4355
Case B Flat-Cap Scenario | Regional | ISONE | NYISO | Annual | Energy Flows | TWh | 0.94344 | 0.69977 | 0.8868 | 0.95086 | 1.4835 | 3.136 | 3.4806
Case B Flat-Cap Scenario | Regional | PJM Non-RGGI | NYISO | Annual | Energy Flows | TWh | 0.79927 | 2.1914 | 1.575 | 0.98519 | 0.96967 | 1.3415 | 3.2046
Case B Flat-Cap Scenario | Regional | PJM RGGI | NYISO | Annual | Energy Flows | TWh | 7.3085 | 6.9943 | 3.9765 | 3.4451 | 4.3496 | 3.7956 | 5.6782
Case B Flat-Cap Scenario | Regional | Imports | NYISO | Annual | Energy Flows | TWh | 25.528 | 32.3653 | 28.1422 | 28.9241 | 31.3306 | 35.193 | 42.7989
Case B Flat-Cap Scenario | Regional | NYISO | Canada | Annual | Energy Flows | TWh | 2.9082 | 7.328 | 9.3159 | 9.3231 | 9.1143 | 9.3562 | 6.9998
Case B Flat-Cap Scenario | Regional | NYISO | ISONE | Annual | Energy Flows | TWh | 6.3794 | 8.0165 | 7.6152 | 7.7433 | 6.8726 | 7.3987 | 7.2311
Case B Flat-Cap Scenario | Regional | NYISO | PJM Non-RGGI | Annual | Energy Flows | TWh | 1.0143 | 1.0172 | 1.5706 | 1.65 | 1.889 | 1.813 | 1.4885
Case B Flat-Cap Scenario | Regional | NYISO | PJM RGGI | Annual | Energy Flows | TWh | 0.0012926 | 0.84174 | 2.5945 | 2.9393 | 4.2425 | 4.7307 | 2.9758
Case B Flat-Cap Scenario | Regional | Exports | NYISO | Annual | Energy Flows | TWh | 10.3033 | 17.2034 | 21.0961 | 21.6557 | 22.1184 | 23.2985 | 18.6951
Case B Flat-Cap Scenario | Regional | Net Imports | NYISO | Annual | Energy Flows | TWh | 15.2247 | 15.1619 | 7.0462 | 7.2683 | 9.2122 | 11.8945 | 24.1037
Case B Flat-Cap Scenario | Regional | Canada | ISONE | Annual | Energy Flows | TWh | 16.9065 | 18.2171 | 17.1102 | 17.4329 | 20.524 | 20.0046 | 20.962
Case B Flat-Cap Scenario | Regional | Imports | ISONE | Annual | Energy Flows | TWh | 23.1445 | 26.0558 | 24.5574 | 25.1762 | 27.3966 | 27.4032 | 28.1931
Case B Flat-Cap Scenario | Regional | ISONE | Canada | Annual | Energy Flows | TWh | 0 | 0.1958 | 0.67419 | 0.29377 | 1.0007 | 0.53961 | 8.9914
Case B Flat-Cap Scenario | Regional | Exports | ISONE | Annual | Energy Flows | TWh | 0.94344 | 0.89556 | 1.561 | 1.2446 | 2.4842 | 3.6756 | 12.472
Case B Flat-Cap Scenario | Regional | Net Imports | ISONE | Annual | Energy Flows | TWh | 22.2011 | 25.1602 | 22.9965 | 23.9316 | 24.9124 | 23.7277 | 15.7212
Case B Flat-Cap Scenario | Regional | PJM Non-RGGI | PJM RGGI | Annual | Energy Flows | TWh | 44.4794 | 39.7826 | 43.6003 | 46.4944 | 47.7019 | 45.5585 | 70.3242
Case B Flat-Cap Scenario | Regional | Imports | PJM RGGI | Annual | Energy Flows | TWh | 44.4807 | 40.6062 | 46.1354 | 49.3661 | 51.8467 | 50.18 | 73.2322
Case B Flat-Cap Scenario | Regional | PJM RGGI | PJM Non-RGGI | Annual | Energy Flows | TWh | 9.7441 | 11.7546 | 13.787 | 18.7065 | 18.3423 | 6.2267 | 13.9989
Case B Flat-Cap Scenario | Regional | Exports | PJM RGGI | Annual | Energy Flows | TWh | 17.0526 | 18.7489 | 17.7634 | 22.1516 | 22.6919 | 10.0223 | 19.6771
Case B Flat-Cap Scenario | State | Net Imports | PJM RGGI | Annual | Energy Flows | TWh | 27.428 | 21.8572 | 28.3719 | 27.2144 | 29.1547 | 40.1577 | 53.5551
Case B Flat-Cap Scenario | State | Net Imports | MD | Annual | Energy Flows | TWh | 25.2211 | 24.9611 | 24.0724 | -6.4956 | -7.2275 | -15.3285 | -24.1821
Case B Flat-Cap Scenario | State | Net Imports | DE | Annual | Energy Flows | TWh | 5.7415 | 7.6174 | 7.2849 | 9.2569 | 9.1549 | 8.7915 | 8.983
Case B Flat-Cap Scenario | State | Net Imports | NJ | Annual | Energy Flows | TWh | 7.5069 | 14.0078 | 13.4219 | 8.5263 | 8.4519 | 17.3099 | 22.038
Case | Scope | Origin | Destination | Season | Metric | Units | 2025 | 2028 | 2030 | 2032 | 2035 | 2037 | 2040
Case B Flat-Cap Scenario | 10-State Contributions | Annual | Constraint Shadow Price | real | nominal$ | $/Ton | 2.6228 | 2.8264 | 2.9585 | 3.0965 | 3.2956 | 3.436 | 3.629
Case | State/Region | Season | Category | Value | Metric | Units | 2025 | 2028 | 2030 | 2032 | 2035 | 2037 | 2040
Case B Flat-Cap Scenario | RGGI | Annual | All | RGGI Cap | CO2 Emissions | Thousand Tons | 90294.7373 | 67418.2736 | 62311.1426 | 61034.3598 | 61034.3598 | 61034.3598 | 61034.3598
Case B Flat-Cap Scenario | RGGI | Annual | All | RGGI Emissions | CO2 Emissions | Thousand Tons | 63554.2151 | 49662.8744 | 42607.6267 | 38793.7568 | 42301.6541 | 38666.8009 | 17499.5238
Case B Flat-Cap Scenario | RGGI | Annual | All | Annual Allowance Banking/Withdrawal | CO2 Emissions | Thousand Tons | 26740.5222 | 17755.3992 | 19703.5159 | 22240.603 | 18732.7057 | 22367.5589 | 43534.836
Case B Flat-Cap Scenario | RGGI | Annual | All | Cumulative Allowance Position | CO2 Emissions | Thousand Tons | 80221.5666 | 115732.365 | 155139.3968 | 199620.6028 | 274551.4258 | 319286.5437 | 493425.8876
Case | State/Region | Season | Category | Value | Metric | Units | 2025 | 2028 | 2030 | 2032 | 2035 | 2037 | 2040
Case B Flat-Cap Scenario | CT | Storage Net Loss | Storage Net Loss | Storage Net Loss | Generation | GWh | -31.0729 | -102.6853 | -160.0164 | -161.8139 | -207.5824 | -173.8823 | -847.5557
Case B Flat-Cap Scenario | DE | Storage Net Loss | Storage Net Loss | Storage Net Loss | Generation | GWh | 0 | 0 | 0 | 0 | 0 | 0 | 0
Case B Flat-Cap Scenario | ME | Storage Net Loss | Storage Net Loss | Storage Net Loss | Generation | GWh | -4.9425 | -16.1742 | -23.8886 | -30.5039 | -98.7773 | -60.9873 | -42.7114
Case B Flat-Cap Scenario | MD | Storage Net Loss | Storage Net Loss | Storage Net Loss | Generation | GWh | -163.658 | -154.2495 | -171.0369 | -137.0025 | -125.1252 | -230.4776 | -762.4044
Case B Flat-Cap Scenario | MA | Storage Net Loss | Storage Net Loss | Storage Net Loss | Generation | GWh | -614.6178 | -293.4215 | -221.8006 | -254.2318 | -327.0956 | -665.0906 | -1302.1371
Case B Flat-Cap Scenario | NH | Storage Net Loss | Storage Net Loss | Storage Net Loss | Generation | GWh | 0 | 0 | 0 | 0 | 0 | 0 | 0
Case B Flat-Cap Scenario | NJ | Storage Net Loss | Storage Net Loss | Storage Net Loss | Generation | GWh | -611.843 | -647.7193 | -651.187 | -601.3107 | -609.1989 | -674.5441 | -760.4047
Case B Flat-Cap Scenario | NY | Storage Net Loss | Storage Net Loss | Storage Net Loss | Generation | GWh | -285.6773 | -384.1523 | -419.2478 | -398.447 | -1138.8115 | -584.236 | -493.101
Case B Flat-Cap Scenario | RI | Storage Net Loss | Storage Net Loss | Storage Net Loss | Generation | GWh | 0 | 0 | 0 | 0 | 0 | 0 | -206.8485
Case B Flat-Cap Scenario | VT | Storage Net Loss | Storage Net Loss | Storage Net Loss | Generation | GWh | 0 | 0 | 0 | 0 | -10.9493 | -131.6854 | -233.7247
Case B Flat-Cap Scenario | 10-State Contributions | Storage Net Loss | Storage Net Loss | Storage Net Loss | Generation | GWh | -1711.8116 | -1598.4021 | -1647.1772 | -1583.3099 | -2517.5403 | -2520.9033 | -4648.8876
Case B Flat-Cap Scenario | RGGI PJM | Storage Net Loss | Storage Net Loss | Storage Net Loss | Generation | GWh | -775.5011 | -801.9688 | -822.2238 | -738.3133 | -734.3241 | -905.0217 | -1522.809
Case B Flat-Cap Scenario | ISONE | Storage Net Loss | Storage Net Loss | Storage Net Loss | Generation | GWh | -650.6332 | -412.281 | -405.7056 | -446.5496 | -644.4047 | -1031.6456 | -2632.9775
Case B Flat-Cap Scenario | Eastern Interconnection | Storage Net Loss | Storage Net Loss | Storage Net Loss | Generation | GWh | -6087.4717 | -6044.0364 | -7016.9499 | -6985.0028 | -9840.4586 | -17586.576 | -30295.7505
Case B Flat-Cap Scenario | non-RGGI EI | Storage Net Loss | Storage Net Loss | Storage Net Loss | Generation | GWh | -4375.6601 | -4445.6344 | -5369.7727 | -5401.6929 | -7322.9183 | -15065.6727 | -25646.863
Case | State/Region | Technology Aggregate | Technology Type | Technology Sub-Type | Metric | Units | 2025 | 2028 | 2030 | 2032 | 2035 | 2037 | 2040
Case A Exploratory Policy Scenario - No Price Control | CT | Coal | Coal | Coal | Capacity | MW | 0 | 0 | 0 | 0 | 0 | 0 | 0
Case A Exploratory Policy Scenario - No Price Control | CT | Coal with CCS | Coal with CCS | Coal with CCS | Capacity | MW | 0 | 0 | 0 | 0 | 0 | 0 | 0
Case A Exploratory Policy Scenario - No Price Control | CT | Combined Cycle | Combined Cycle | Combined Cycle | Capacity | MW | 4701.565 | 4701.565 | 4701.565 | 4701.565 | 4701.565 | 4701.565 | 4701.565
Case A Exploratory Policy Scenario - No Price Control | CT | Combustion Turbine | Combustion Turbine | Combustion Turbine | Capacity | MW | 1461.172 | 1444.049 | 1444.049 | 1444.049 | 1444.049 | 1444.049 | 1444.049
Case A Exploratory Policy Scenario - No Price Control | CT | Oil/Gas | Oil/Gas | Oil/Gas | Capacity | MW | 1758.795 | 507.394 | 507.394 | 507.394 | 507.394 | 507.394 | 507.394
Case A Exploratory Policy Scenario - No Price Control | CT | Other | Other | Other | Capacity | MW | 5.6 | 5.6 | 5.6 | 5.6 | 5.6 | 5.6 | 5.6
Case A Exploratory Policy Scenario - No Price Control | CT | Nuclear | Nuclear | Nuclear | Capacity | MW | 2102 | 2102 | 2102 | 2102 | 2102 | 2102 | 2102
Case A Exploratory Policy Scenario - No Price Control | CT | Hydro | Hydro | Hydro | Capacity | MW | 158.881 | 158.881 | 158.881 | 158.881 | 158.881 | 158.881 | 158.881
Case A Exploratory Policy Scenario - No Price Control | CT | Solar PV | Solar PV | Solar PV | Capacity | MW | 433.9 | 433.9 | 433.9 | 433.9 | 433.9 | 433.9 | 433.9
Case A Exploratory Policy Scenario - No Price Control | CT | Onshore Wind | Onshore Wind | Onshore Wind | Capacity | MW | 4.8 | 4.8 | 4.8 | 4.8 | 4.8 | 4.8 | 4.8
Case A Exploratory Policy Scenario - No Price Control | CT | Battery Storage | Battery Storage | Battery Storage | Capacity | MW | 0 | 205.32 | 205.32 | 205.32 | 205.32 | 205.32 | 205.32
Case A Exploratory Policy Scenario - No Price Control | CT | Other RE | Other RE | Other RE | Capacity | MW | 268.309 | 215.709 | 215.709 | 215.709 | 215.709 | 215.709 | 215.709
Case A Exploratory Policy Scenario - No Price Control | CT | Combined Cycle | New Combined Cycle | New Combined Cycle | Capacity | MW | 0 | 0 | 0 | 0 | 0 | 0 | 0
Case A Exploratory Policy Scenario - No Price Control | CT | Combustion Turbine | New Combustion Turbine | New Combustion Turbine | Capacity | MW | 0 | 0 | 0 | 0 | 0 | 0 | 0
Case A Exploratory Policy Scenario - No Price Control | CT | Other | New Other | New Other | Capacity | MW | 0 | 0 | 0 | 0 | 0 | 0 | 0
Case A Exploratory Policy Scenario - No Price Control | CT | Other RE | New Other RE | New Other RE | Capacity | MW | 0 | 0 | 0 | 59 | 59 | 59 | 59
Case A Exploratory Policy Scenario - No Price Control | CT | Solar PV | New Solar PV | New Solar PV | Capacity | MW | 0 | 0 | 0 | 0 | 0 | 0 | 1148.4485
Case A Exploratory Policy Scenario - No Price Control | CT | Onshore Wind | New Onshore Wind | New Onshore Wind | Capacity | MW | 0 | 0 | 0 | 0 | 0 | 0 | 0
Case A Exploratory Policy Scenario - No Price Control | CT | Offshore Wind | New Offshore Wind | New Offshore Wind | Capacity | MW | 304 | 304 | 304 | 304 | 304 | 304 | 304
Case A Exploratory Policy Scenario - No Price Control | CT | Battery Storage | New Battery Storage | New Battery Storage | Capacity | MW | 0 | 0 | 0 | 0 | 0 | 0 | 0
Case A Exploratory Policy Scenario - No Price Control | CT | Solar PV | New Solar PV | New Paired Solar PV | Capacity | MW | 0 | 0 | 0 | 0 | 0 | 0 | 0
Case A Exploratory Policy Scenario - No Price Control | CT | Battery Storage | New Battery Storage | New Paired Battery Storage | Capacity | MW | 0 | 0 | 0 | 0 | 0 | 0 | 0
Case A Exploratory Policy Scenario - No Price Control | CT | Hydrogen | New Hydrogen | New H2 CC | Capacity | MW | 0 | 0 | 0 | 0 | 0 | 0 | 0
Case A Exploratory Policy Scenario - No Price Control | CT | Hydrogen | New Hydrogen | New H2 CT | Capacity | MW | 0 | 0 | 0 | 0 | 0 | 0 | 0
Case A Exploratory Policy Scenario - No Price Control | CT | Retire Coal | Retire Coal | Retire Coal | Capacity | MW | 0 | 0 | 0 | 0 | 0 | 0 | 0
Case A Exploratory Policy Scenario - No Price Control | CT | Retire Combined Cycle | Retire Combined Cycle | Retire Combined Cycle | Capacity | MW | 0 | 0 | 0 | 0 | 0 | 0 | 0
Case A Exploratory Policy Scenario - No Price Control | CT | Retire Combustion Turbine | Retire Combustion Turbine | Retire Combustion Turbine | Capacity | MW | 0 | 0 | 0 | 0 | 0 | 0 | 0
Case A Exploratory Policy Scenario - No Price Control | CT | Retire Oil/Gas | Retire Oil/Gas | Retire Oil/Gas | Capacity | MW | 0 | 1134.401 | 1134.401 | 1134.401 | 1134.401 | 1134.401 | 1134.401
Case A Exploratory Policy Scenario - No Price Control | CT | Retire Other | Retire Other | Retire Other | Capacity | MW | 0 | 52.6 | 52.6 | 52.6 | 52.6 | 52.6 | 52.6
Case A Exploratory Policy Scenario - No Price Control | CT | Retire Nuclear | Retire Nuclear | Retire Nuclear | Capacity | MW | 0 | 0 | 0 | 0 | 0 | 0 | 0
Case A Exploratory Policy Scenario - No Price Control | DE | Coal | Coal | Coal | Capacity | MW | 420 | 0 | 0 | 0 | 0 | 0 | 0
Case A Exploratory Policy Scenario - No Price Control | DE | Coal with CCS | Coal with CCS | Coal with CCS | Capacity | MW | 0 | 0 | 0 | 0 | 0 | 0 | 0
Case A Exploratory Policy Scenario - No Price Control | DE | Combined Cycle | Combined Cycle | Combined Cycle | Capacity | MW | 1399 | 1399 | 1399 | 1397.5106 | 1397.5106 | 1397.5106 | 1397.5106
Case A Exploratory Policy Scenario - No Price Control | DE | Combustion Turbine | Combustion Turbine | Combustion Turbine | Capacity | MW | 370.5 | 370.5 | 370.5 | 370.5 | 370.5 | 370.5 | 370.5
Case A Exploratory Policy Scenario - No Price Control | DE | Oil/Gas | Oil/Gas | Oil/Gas | Capacity | MW | 840 | 840 | 840 | 840 | 840 | 840 | 840
Case A Exploratory Policy Scenario - No Price Control | DE | Other | Other | Other | Capacity | MW | 0 | 0 | 0 | 0 | 0 | 0 | 0
Case A Exploratory Policy Scenario - No Price Control | DE | Nuclear | Nuclear | Nuclear | Capacity | MW | 0 | 0 | 0 | 0 | 0 | 0 | 0
Case A Exploratory Policy Scenario - No Price Control | DE | Hydro | Hydro | Hydro | Capacity | MW | 0 | 0 | 0 | 0 | 0 | 0 | 0
Case A Exploratory Policy Scenario - No Price Control | DE | Solar PV | Solar PV | Solar PV | Capacity | MW | 255.1 | 255.1 | 255.1 | 255.1 | 255.1 | 255.1 | 255.1
Case A Exploratory Policy Scenario - No Price Control | DE | Onshore Wind | Onshore Wind | Onshore Wind | Capacity | MW | 2 | 2 | 2 | 2 | 2 | 2 | 2
Case A Exploratory Policy Scenario - No Price Control | DE | Battery Storage | Battery Storage | Battery Storage | Capacity | MW | 0 | 0 | 0 | 0 | 0 | 0 | 0
Case A Exploratory Policy Scenario - No Price Control | DE | Other RE | Other RE | Other RE | Capacity | MW | 34.7 | 34.7 | 34.7 | 34.7 | 34.7 | 34.7 | 34.7
Case A Exploratory Policy Scenario - No Price Control | DE | Combined Cycle | New Combined Cycle | New Combined Cycle | Capacity | MW | 0 | 0 | 0 | 0 | 0 | 0 | 0
Case A Exploratory Policy Scenario - No Price Control | DE | Combustion Turbine | New Combustion Turbine | New Combustion Turbine | Capacity | MW | 0 | 0 | 150.975 | 150.975 | 150.975 | 150.975 | 150.975
Case A Exploratory Policy Scenario - No Price Control | DE | Other | New Other | New Other | Capacity | MW | 0 | 0 | 0 | 0 | 0 | 0 | 0
Case A Exploratory Policy Scenario - No Price Control | DE | Other RE | New Other RE | New Other RE | Capacity | MW | 0 | 0 | 0 | 0 | 0 | 0 | 0
Case A Exploratory Policy Scenario - No Price Control | DE | Solar PV | New Solar PV | New Solar PV | Capacity | MW | 0 | 0 | 0 | 0 | 0 | 0 | 2594.3256
Case A Exploratory Policy Scenario - No Price Control | DE | Onshore Wind | New Onshore Wind | New Onshore Wind | Capacity | MW | 0 | 0 | 0 | 0 | 0 | 0 | 0
Case A Exploratory Policy Scenario - No Price Control | DE | Offshore Wind | New Offshore Wind | New Offshore Wind | Capacity | MW | 0 | 0 | 0 | 0 | 0 | 0 | 0
Case A Exploratory Policy Scenario - No Price Control | DE | Battery Storage | New Battery Storage | New Battery Storage | Capacity | MW | 155.0756 | 155.0756 | 155.0756 | 155.0756 | 155.0756 | 155.0756 | 155.0756
Case A Exploratory Policy Scenario - No Price Control | DE | Solar PV | New Solar PV | New Paired Solar PV | Capacity | MW | 0 | 0 | 0 | 0 | 0 | 0 | 0
Case A Exploratory Policy Scenario - No Price Control | DE | Battery Storage | New Battery Storage | New Paired Battery Storage | Capacity | MW | 0 | 0 | 0 | 0 | 0 | 0 | 170.3108
Case A Exploratory Policy Scenario - No Price Control | DE | Hydrogen | New Hydrogen | New H2 CC | Capacity | MW | 0 | 0 | 0 | 0 | 0 | 0 | 0
Case A Exploratory Policy Scenario - No Price Control | DE | Hydrogen | New Hydrogen | New H2 CT | Capacity | MW | 0 | 0 | 0 | 0 | 0 | 0 | 0
Case A Exploratory Policy Scenario - No Price Control | DE | Retire Coal | Retire Coal | Retire Coal | Capacity | MW | 0 | 0 | 0 | 0 | 0 | 0 | 0
Case A Exploratory Policy Scenario - No Price Control | DE | Retire Combined Cycle | Retire Combined Cycle | Retire Combined Cycle | Capacity | MW | 0 | 0 | 0 | 0 | 0 | 0 | 0
Case A Exploratory Policy Scenario - No Price Control | DE | Retire Combustion Turbine | Retire Combustion Turbine | Retire Combustion Turbine | Capacity | MW | 0 | 0 | 0 | 0 | 0 | 0 | 0
Case A Exploratory Policy Scenario - No Price Control | DE | Retire Oil/Gas | Retire Oil/Gas | Retire Oil/Gas | Capacity | MW | 0 | 0 | 0 | 0 | 0 | 0 | 0
Case A Exploratory Policy Scenario - No Price Control | DE | Retire Other | Retire Other | Retire Other | Capacity | MW | 0 | 0 | 0 | 0 | 0 | 0 | 0
Case A Exploratory Policy Scenario - No Price Control | DE | Retire Nuclear | Retire Nuclear | Retire Nuclear | Capacity | MW | 0 | 0 | 0 | 0 | 0 | 0 | 0
Case A Exploratory Policy Scenario - No Price Control | ME | Coal | Coal | Coal | Capacity | MW | 0 | 0 | 0 | 0 | 0 | 0 | 0
Case A Exploratory Policy Scenario - No Price Control | ME | Coal with CCS | Coal with CCS | Coal with CCS | Capacity | MW | 0 | 0 | 0 | 0 | 0 | 0 | 0
Case A Exploratory Policy Scenario - No Price Control | ME | Combined Cycle | Combined Cycle | Combined Cycle | Capacity | MW | 1248.956 | 1248.956 | 1248.956 | 1248.956 | 1248.956 | 1248.956 | 1248.956
Case A Exploratory Policy Scenario - No Price Control | ME | Combustion Turbine | Combustion Turbine | Combustion Turbine | Capacity | MW | 363.794 | 363.794 | 363.794 | 363.794 | 363.794 | 363.794 | 363.794
Case A Exploratory Policy Scenario - No Price Control | ME | Oil/Gas | Oil/Gas | Oil/Gas | Capacity | MW | 744.997 | 606.489 | 606.489 | 606.489 | 606.489 | 606.489 | 367.8263
Case A Exploratory Policy Scenario - No Price Control | ME | Other | Other | Other | Capacity | MW | 0 | 0 | 0 | 0 | 0 | 0 | 0
Case A Exploratory Policy Scenario - No Price Control | ME | Nuclear | Nuclear | Nuclear | Capacity | MW | 0 | 0 | 0 | 0 | 0 | 0 | 0
Case A Exploratory Policy Scenario - No Price Control | ME | Hydro | Hydro | Hydro | Capacity | MW | 547.898 | 547.898 | 547.898 | 547.898 | 547.898 | 547.898 | 547.898
Case A Exploratory Policy Scenario - No Price Control | ME | Solar PV | Solar PV | Solar PV | Capacity | MW | 646.4 | 646.4 | 646.4 | 646.4 | 646.4 | 646.4 | 646.4
Case A Exploratory Policy Scenario - No Price Control | ME | Onshore Wind | Onshore Wind | Onshore Wind | Capacity | MW | 1240.7 | 1240.7 | 1240.7 | 1240.7 | 1240.7 | 1240.7 | 1240.7
Case A Exploratory Policy Scenario - No Price Control | ME | Battery Storage | Battery Storage | Battery Storage | Capacity | MW | 193.2 | 193.2 | 193.2 | 193.2 | 193.2 | 193.2 | 193.2
Case A Exploratory Policy Scenario - No Price Control | ME | Other RE | Other RE | Other RE | Capacity | MW | 289.252 | 75.755 | 68.856 | 68.856 | 68.856 | 68.856 | 68.856
Case A Exploratory Policy Scenario - No Price Control | ME | Combined Cycle | New Combined Cycle | New Combined Cycle | Capacity | MW | 0 | 0 | 0 | 0 | 0 | 0 | 0
Case A Exploratory Policy Scenario - No Price Control | ME | Combustion Turbine | New Combustion Turbine | New Combustion Turbine | Capacity | MW | 0 | 0 | 0 | 0 | 0 | 0 | 0
Case A Exploratory Policy Scenario - No Price Control | ME | Other | New Other | New Other | Capacity | MW | 0 | 0 | 0 | 0 | 0 | 0 | 0
Case A Exploratory Policy Scenario - No Price Control | ME | Other RE | New Other RE | New Other RE | Capacity | MW | 0 | 0 | 0 | 0 | 0 | 0 | 0
Case A Exploratory Policy Scenario - No Price Control | ME | Solar PV | New Solar PV | New Solar PV | Capacity | MW | 0 | 0 | 0 | 0 | 0 | 0 | 0
Case A Exploratory Policy Scenario - No Price Control | ME | Onshore Wind | New Onshore Wind | New Onshore Wind | Capacity | MW | 0 | 844.8699 | 2122 | 2122 | 2122 | 2482.9631 | 3671.1526
Case A Exploratory Policy Scenario - No Price Control | ME | Offshore Wind | New Offshore Wind | New Offshore Wind | Capacity | MW | 11 | 11 | 11 | 11 | 11 | 11 | 11
Case A Exploratory Policy Scenario - No Price Control | ME | Battery Storage | New Battery Storage | New Battery Storage | Capacity | MW | 0 | 0 | 0 | 0 | 0 | 0 | 0
Case A Exploratory Policy Scenario - No Price Control | ME | Solar PV | New Solar PV | New Paired Solar PV | Capacity | MW | 0 | 0 | 0 | 0 | 0 | 0 | 0
Case A Exploratory Policy Scenario - No Price Control | ME | Battery Storage | New Battery Storage | New Paired Battery Storage | Capacity | MW | 0 | 0 | 0 | 0 | 0 | 0 | 0
Case A Exploratory Policy Scenario - No Price Control | ME | Hydrogen | New Hydrogen | New H2 CC | Capacity | MW | 0 | 0 | 0 | 0 | 0 | 0 | 0
Case A Exploratory Policy Scenario - No Price Control | ME | Hydrogen | New Hydrogen | New H2 CT | Capacity | MW | 0 | 0 | 0 | 0 | 0 | 0 | 0
Case A Exploratory Policy Scenario - No Price Control | ME | Retire Coal | Retire Coal | Retire Coal | Capacity | MW | 0 | 0 | 0 | 0 | 0 | 0 | 0
Case A Exploratory Policy Scenario - No Price Control | ME | Retire Combined Cycle | Retire Combined Cycle | Retire Combined Cycle | Capacity | MW | 0 | 0 | 0 | 0 | 0 | 0 | 0
Case A Exploratory Policy Scenario - No Price Control | ME | Retire Combustion Turbine | Retire Combustion Turbine | Retire Combustion Turbine | Capacity | MW | 0 | 0 | 0 | 0 | 0 | 0 | 0
Case A Exploratory Policy Scenario - No Price Control | ME | Retire Oil/Gas | Retire Oil/Gas | Retire Oil/Gas | Capacity | MW | 0 | 138.508 | 138.508 | 138.508 | 138.508 | 138.508 | 377.1707
Case A Exploratory Policy Scenario - No Price Control | ME | Retire Other | Retire Other | Retire Other | Capacity | MW | 0 | 213.497 | 220.396 | 220.396 | 220.396 | 220.396 | 220.396
Case A Exploratory Policy Scenario - No Price Control | ME | Retire Nuclear | Retire Nuclear | Retire Nuclear | Capacity | MW | 0 | 0 | 0 | 0 | 0 | 0 | 0
Case A Exploratory Policy Scenario - No Price Control | MD | Coal | Coal | Coal | Capacity | MW | 1275.497 | -2.2737e-13 | 0 | 0 | 0 | 0 | 0
Case A Exploratory Policy Scenario - No Price Control | MD | Coal with CCS | Coal with CCS | Coal with CCS | Capacity | MW | 0 | 0 | 0 | 0 | 0 | 0 | 0
Case A Exploratory Policy Scenario - No Price Control | MD | Combined Cycle | Combined Cycle | Combined Cycle | Capacity | MW | 2168.62 | 2168.62 | 2168.62 | 2168.62 | 2168.62 | 2168.62 | 2168.62
Case A Exploratory Policy Scenario - No Price Control | MD | Combustion Turbine | Combustion Turbine | Combustion Turbine | Capacity | MW | 2107.3 | 2077.4 | 2077.4 | 2077.4 | 2077.4 | 2077.4 | 2077.4
Case A Exploratory Policy Scenario - No Price Control | MD | Oil/Gas | Oil/Gas | Oil/Gas | Capacity | MW | 2224 | 1548 | 1548 | 1548 | 1548 | 1548 | 1548
Case A Exploratory Policy Scenario - No Price Control | MD | Other | Other | Other | Capacity | MW | 0 | 0 | 0 | 0 | 0 | 0 | 0
Case A Exploratory Policy Scenario - No Price Control | MD | Nuclear | Nuclear | Nuclear | Capacity | MW | 1744.1 | 1744.1 | 1744.1 | 1744.1 | 1744.1 | 1744.1 | 1744.1
Case A Exploratory Policy Scenario - No Price Control | MD | Hydro | Hydro | Hydro | Capacity | MW | 566.48 | 566.48 | 566.48 | 566.48 | 566.48 | 566.48 | 566.48
Case A Exploratory Policy Scenario - No Price Control | MD | Solar PV | Solar PV | Solar PV | Capacity | MW | 1467.449 | 1563.249 | 1563.249 | 1563.249 | 1563.249 | 1563.249 | 1563.249
Case A Exploratory Policy Scenario - No Price Control | MD | Onshore Wind | Onshore Wind | Onshore Wind | Capacity | MW | 260 | 260 | 260 | 260 | 260 | 260 | 260
Case A Exploratory Policy Scenario - No Price Control | MD | Battery Storage | Battery Storage | Battery Storage | Capacity | MW | 6.5 | 6.5 | 6.5 | 6.5 | 6.5 | 6.5 | 6.5
Case A Exploratory Policy Scenario - No Price Control | MD | Other RE | Other RE | Other RE | Capacity | MW | 131.2 | 73.7 | 73.7 | 73.7 | 73.7 | 73.7 | 73.7
Case A Exploratory Policy Scenario - No Price Control | MD | Combined Cycle | New Combined Cycle | New Combined Cycle | Capacity | MW | 0 | 0 | 0 | 0 | 0 | 0 | 0
Case A Exploratory Policy Scenario - No Price Control | MD | Combustion Turbine | New Combustion Turbine | New Combustion Turbine | Capacity | MW | 0 | 0 | 0 | 0 | 0 | 0 | 0
Case A Exploratory Policy Scenario - No Price Control | MD | Other | New Other | New Other | Capacity | MW | 0 | 0 | 0 | 0 | 0 | 0 | 0
Case A Exploratory Policy Scenario - No Price Control | MD | Other RE | New Other RE | New Other RE | Capacity | MW | 0 | 0 | 0 | 0 | 0 | 0 | 0
Case A Exploratory Policy Scenario - No Price Control | MD | Solar PV | New Solar PV | New Solar PV | Capacity | MW | 0 | 0 | 0 | 0 | 0 | 3779.0471 | 3779.0471
Case A Exploratory Policy Scenario - No Price Control | MD | Onshore Wind | New Onshore Wind | New Onshore Wind | Capacity | MW | 0 | 0 | 678 | 678 | 678 | 678 | 678
Case A Exploratory Policy Scenario - No Price Control | MD | Offshore Wind | New Offshore Wind | New Offshore Wind | Capacity | MW | 0 | 1056.8 | 1056.8 | 1056.8 | 1056.8 | 1056.8 | 1056.8
Case A Exploratory Policy Scenario - No Price Control | MD | Battery Storage | New Battery Storage | New Battery Storage | Capacity | MW | 1343.9035 | 1343.9035 | 1343.9035 | 1343.9035 | 1343.9035 | 1343.9035 | 1343.9035
Case A Exploratory Policy Scenario - No Price Control | MD | Solar PV | New Solar PV | New Paired Solar PV | Capacity | MW | 0 | 0 | 0 | 0 | 2638.7608 | 2859.7138 | 8859.7138
Case A Exploratory Policy Scenario - No Price Control | MD | Battery Storage | New Battery Storage | New Paired Battery Storage | Capacity | MW | 0 | 0 | 0 | 0 | 1583.2565 | 1715.8283 | 5480.0974
Case A Exploratory Policy Scenario - No Price Control | MD | Hydrogen | New Hydrogen | New H2 CC | Capacity | MW | 0 | 0 | 0 | 0 | 0 | 0 | 0
Case A Exploratory Policy Scenario - No Price Control | MD | Hydrogen | New Hydrogen | New H2 CT | Capacity | MW | 0 | 0 | 0 | 0 | 0 | 0 | 0
Case A Exploratory Policy Scenario - No Price Control | MD | Retire Coal | Retire Coal | Retire Coal | Capacity | MW | 0 | 1275.497 | 0 | 0 | 0 | 0 | 0
Case A Exploratory Policy Scenario - No Price Control | MD | Retire Combined Cycle | Retire Combined Cycle | Retire Combined Cycle | Capacity | MW | 0 | 0 | 0 | 0 | 0 | 0 | 0
Case A Exploratory Policy Scenario - No Price Control | MD | Retire Combustion Turbine | Retire Combustion Turbine | Retire Combustion Turbine | Capacity | MW | 0 | 0 | 0 | 0 | 0 | 0 | 0
Case A Exploratory Policy Scenario - No Price Control | MD | Retire Oil/Gas | Retire Oil/Gas | Retire Oil/Gas | Capacity | MW | 0 | 0 | 0 | 0 | 0 | 0 | 0
Case A Exploratory Policy Scenario - No Price Control | MD | Retire Other | Retire Other | Retire Other | Capacity | MW | 0 | 57.5 | 57.5 | 57.5 | 57.5 | 57.5 | 57.5
Case A Exploratory Policy Scenario - No Price Control | MD | Retire Nuclear | Retire Nuclear | Retire Nuclear | Capacity | MW | 0 | 0 | 0 | 0 | 0 | 0 | 0
Case A Exploratory Policy Scenario - No Price Control | MA | Coal | Coal | Coal | Capacity | MW | 0 | 0 | 0 | 0 | 0 | 0 | 0
Case A Exploratory Policy Scenario - No Price Control | MA | Coal with CCS | Coal with CCS | Coal with CCS | Capacity | MW | 0 | 0 | 0 | 0 | 0 | 0 | 0
Case A Exploratory Policy Scenario - No Price Control | MA | Combined Cycle | Combined Cycle | Combined Cycle | Capacity | MW | 4853.0668 | 4778.1638 | 4778.1638 | 4778.1638 | 4778.1638 | 4778.1638 | 4778.1638
Case A Exploratory Policy Scenario - No Price Control | MA | Combustion Turbine | Combustion Turbine | Combustion Turbine | Capacity | MW | 1330.142 | 1205.622 | 1205.622 | 1205.622 | 1205.622 | 1205.622 | 1205.622
Case A Exploratory Policy Scenario - No Price Control | MA | Oil/Gas | Oil/Gas | Oil/Gas | Capacity | MW | 1143.9 | 25.1 | 25.1 | 25.1 | 25.1 | 25.1 | 25.1
Case A Exploratory Policy Scenario - No Price Control | MA | Other | Other | Other | Capacity | MW | 0 | 0 | 0 | 0 | 0 | 0 | 0
Case A Exploratory Policy Scenario - No Price Control | MA | Nuclear | Nuclear | Nuclear | Capacity | MW | 0 | 0 | 0 | 0 | 0 | 0 | 0
Case A Exploratory Policy Scenario - No Price Control | MA | Hydro | Hydro | Hydro | Capacity | MW | 2073.133 | 2073.133 | 2073.133 | 2073.133 | 2073.133 | 2073.133 | 2073.133
Case A Exploratory Policy Scenario - No Price Control | MA | Solar PV | Solar PV | Solar PV | Capacity | MW | 1269.7475 | 1269.7475 | 1269.7475 | 1269.7475 | 1269.7475 | 1269.7475 | 1269.7475
Case A Exploratory Policy Scenario - No Price Control | MA | Onshore Wind | Onshore Wind | Onshore Wind | Capacity | MW | 117.949 | 117.949 | 117.949 | 117.949 | 117.949 | 117.949 | 117.949
Case A Exploratory Policy Scenario - No Price Control | MA | Battery Storage | Battery Storage | Battery Storage | Capacity | MW | 406 | 1062 | 1062 | 1062 | 1062 | 1062 | 1062
Case A Exploratory Policy Scenario - No Price Control | MA | Other RE | Other RE | Other RE | Capacity | MW | 286.899 | 219.899 | 219.899 | 219.899 | 219.899 | 219.899 | 219.899
Case A Exploratory Policy Scenario - No Price Control | MA | Combined Cycle | New Combined Cycle | New Combined Cycle | Capacity | MW | 0 | 0 | 0 | 0 | 453.1346 | 453.1346 | 453.1346
Case A Exploratory Policy Scenario - No Price Control | MA | Combustion Turbine | New Combustion Turbine | New Combustion Turbine | Capacity | MW | 0 | 0 | 0 | 0 | 0 | 0 | 0
Case A Exploratory Policy Scenario - No Price Control | MA | Other | New Other | New Other | Capacity | MW | 0 | 0 | 0 | 0 | 0 | 0 | 0
Case A Exploratory Policy Scenario - No Price Control | MA | Other RE | New Other RE | New Other RE | Capacity | MW | 0 | 0 | 0 | 0 | 0 | 0 | 0
Case A Exploratory Policy Scenario - No Price Control | MA | Solar PV | New Solar PV | New Solar PV | Capacity | MW | 0 | 0 | 0 | 0 | 0 | 4000 | 7008.1087
Case A Exploratory Policy Scenario - No Price Control | MA | Onshore Wind | New Onshore Wind | New Onshore Wind | Capacity | MW | 0 | 0 | 0 | 0 | 0 | 0 | 0
Case A Exploratory Policy Scenario - No Price Control | MA | Offshore Wind | New Offshore Wind | New Offshore Wind | Capacity | MW | 800 | 800 | 800 | 800 | 800 | 800 | 800
Case A Exploratory Policy Scenario - No Price Control | MA | Battery Storage | New Battery Storage | New Battery Storage | Capacity | MW | 594 | 594 | 594 | 594 | 594 | 594 | 594
Case A Exploratory Policy Scenario - No Price Control | MA | Solar PV | New Solar PV | New Paired Solar PV | Capacity | MW | 0 | 0 | 0 | 0 | 1554.2347 | 1554.2347 | 4546.126
Case A Exploratory Policy Scenario - No Price Control | MA | Battery Storage | New Battery Storage | New Paired Battery Storage | Capacity | MW | 0 | 0 | 0 | 0 | 932.5408 | 932.5408 | 2727.6756
Case A Exploratory Policy Scenario - No Price Control | MA | Hydrogen | New Hydrogen | New H2 CC | Capacity | MW | 0 | 0 | 0 | 0 | 0 | 0 | 0
Case A Exploratory Policy Scenario - No Price Control | MA | Hydrogen | New Hydrogen | New H2 CT | Capacity | MW | 0 | 0 | 0 | 0 | 0 | 0 | 0
Case A Exploratory Policy Scenario - No Price Control | MA | Retire Coal | Retire Coal | Retire Coal | Capacity | MW | 0 | 0 | 0 | 0 | 0 | 0 | 0
Case A Exploratory Policy Scenario - No Price Control | MA | Retire Combined Cycle | Retire Combined Cycle | Retire Combined Cycle | Capacity | MW | 0 | 0 | 0 | 0 | 0 | 0 | 0
Case A Exploratory Policy Scenario - No Price Control | MA | Retire Combustion Turbine | Retire Combustion Turbine | Retire Combustion Turbine | Capacity | MW | 0 | 0 | 0 | 0 | 0 | 0 | 0
Case A Exploratory Policy Scenario - No Price Control | MA | Retire Oil/Gas | Retire Oil/Gas | Retire Oil/Gas | Capacity | MW | 0 | 1118.8 | 1118.8 | 1118.8 | 1118.8 | 1118.8 | 1118.8
Case A Exploratory Policy Scenario - No Price Control | MA | Retire Other | Retire Other | Retire Other | Capacity | MW | 0 | 67 | 67 | 67 | 67 | 67 | 67
Case A Exploratory Policy Scenario - No Price Control | MA | Retire Nuclear | Retire Nuclear | Retire Nuclear | Capacity | MW | 0 | 0 | 0 | 0 | 0 | 0 | 0
Case A Exploratory Policy Scenario - No Price Control | NH | Coal | Coal | Coal | Capacity | MW | 518.856 | 0 | 0 | 0 | 0 | 0 | 0
Case A Exploratory Policy Scenario - No Price Control | NH | Coal with CCS | Coal with CCS | Coal with CCS | Capacity | MW | 0 | 0 | 0 | 0 | 0 | 0 | 0
Case A Exploratory Policy Scenario - No Price Control | NH | Combined Cycle | Combined Cycle | Combined Cycle | Capacity | MW | 1183.694 | 1183.694 | 1183.694 | 1183.694 | 1183.694 | 1183.694 | 1183.694
Case A Exploratory Policy Scenario - No Price Control | NH | Combustion Turbine | Combustion Turbine | Combustion Turbine | Capacity | MW | 89.61 | 89.61 | 89.61 | 89.61 | 89.61 | 89.61 | 89.61
Case A Exploratory Policy Scenario - No Price Control | NH | Oil/Gas | Oil/Gas | Oil/Gas | Capacity | MW | 400.2 | 0 | 0 | 0 | 0 | 0 | 0
Case A Exploratory Policy Scenario - No Price Control | NH | Other | Other | Other | Capacity | MW | 0 | 0 | 0 | 0 | 0 | 0 | 0
Case A Exploratory Policy Scenario - No Price Control | NH | Nuclear | Nuclear | Nuclear | Capacity | MW | 1246 | 1246 | 1246 | 1246 | 1246 | 1246 | 1246
Case A Exploratory Policy Scenario - No Price Control | NH | Hydro | Hydro | Hydro | Capacity | MW | 509.088 | 509.088 | 509.088 | 509.088 | 509.088 | 509.088 | 509.088
Case A Exploratory Policy Scenario - No Price Control | NH | Solar PV | Solar PV | Solar PV | Capacity | MW | 107.7 | 107.7 | 107.7 | 107.7 | 107.7 | 107.7 | 107.7
Case A Exploratory Policy Scenario - No Price Control | NH | Onshore Wind | Onshore Wind | Onshore Wind | Capacity | MW | 212.4 | 212.4 | 212.4 | 212.4 | 212.4 | 212.4 | 212.4
Case A Exploratory Policy Scenario - No Price Control | NH | Battery Storage | Battery Storage | Battery Storage | Capacity | MW | 0 | 0 | 0 | 0 | 0 | 0 | 0
Case A Exploratory Policy Scenario - No Price Control | NH | Other RE | Other RE | Other RE | Capacity | MW | 310.642 | 26.991 | 26.991 | 26.991 | 26.991 | 26.991 | 26.991
Case A Exploratory Policy Scenario - No Price Control | NH | Combined Cycle | New Combined Cycle | New Combined Cycle | Capacity | MW | 0 | 0 | 0 | 0 | 0 | 0 | 0
Case A Exploratory Policy Scenario - No Price Control | NH | Combustion Turbine | New Combustion Turbine | New Combustion Turbine | Capacity | MW | 0 | 0 | 0 | 0 | 0 | 0 | 0
Case A Exploratory Policy Scenario - No Price Control | NH | Other | New Other | New Other | Capacity | MW | 0 | 0 | 0 | 0 | 0 | 0 | 0
Case A Exploratory Policy Scenario - No Price Control | NH | Other RE | New Other RE | New Other RE | Capacity | MW | 0 | 0 | 0 | 0 | 0 | 0 | 0
Case A Exploratory Policy Scenario - No Price Control | NH | Solar PV | New Solar PV | New Solar PV | Capacity | MW | 0 | 0 | 0 | 0 | 0 | 0 | 0
Case A Exploratory Policy Scenario - No Price Control | NH | Onshore Wind | New Onshore Wind | New Onshore Wind | Capacity | MW | 0 | 0 | 0 | 0 | 0 | 0 | 0
Case A Exploratory Policy Scenario - No Price Control | NH | Offshore Wind | New Offshore Wind | New Offshore Wind | Capacity | MW | 0 | 0 | 0 | 0 | 0 | 0 | 0
Case A Exploratory Policy Scenario - No Price Control | NH | Battery Storage | New Battery Storage | New Battery Storage | Capacity | MW | 0 | 0 | 0 | 0 | 0 | 0 | 0
Case A Exploratory Policy Scenario - No Price Control | NH | Solar PV | New Solar PV | New Paired Solar PV | Capacity | MW | 0 | 0 | 0 | 0 | 0 | 0 | 0
Case A Exploratory Policy Scenario - No Price Control | NH | Battery Storage | New Battery Storage | New Paired Battery Storage | Capacity | MW | 0 | 0 | 0 | 0 | 0 | 0 | 0
Case A Exploratory Policy Scenario - No Price Control | NH | Hydrogen | New Hydrogen | New H2 CC | Capacity | MW | 0 | 0 | 0 | 0 | 0 | 0 | 0
Case A Exploratory Policy Scenario - No Price Control | NH | Hydrogen | New Hydrogen | New H2 CT | Capacity | MW | 0 | 0 | 0 | 0 | 0 | 0 | 0
Case A Exploratory Policy Scenario - No Price Control | NH | Retire Coal | Retire Coal | Retire Coal | Capacity | MW | 0 | 518.856 | 518.856 | 518.856 | 518.856 | 518.856 | 518.856
Case A Exploratory Policy Scenario - No Price Control | NH | Retire Combined Cycle | Retire Combined Cycle | Retire Combined Cycle | Capacity | MW | 0 | 0 | 0 | 0 | 0 | 0 | 0
Case A Exploratory Policy Scenario - No Price Control | NH | Retire Combustion Turbine | Retire Combustion Turbine | Retire Combustion Turbine | Capacity | MW | 0 | 0 | 0 | 0 | 0 | 0 | 0
Case A Exploratory Policy Scenario - No Price Control | NH | Retire Oil/Gas | Retire Oil/Gas | Retire Oil/Gas | Capacity | MW | 0 | 400.2 | 400.2 | 400.2 | 400.2 | 400.2 | 400.2
Case A Exploratory Policy Scenario - No Price Control | NH | Retire Other | Retire Other | Retire Other | Capacity | MW | 0 | 283.651 | 283.651 | 283.651 | 283.651 | 283.651 | 283.651
Case A Exploratory Policy Scenario - No Price Control | NH | Retire Nuclear | Retire Nuclear | Retire Nuclear | Capacity | MW | 0 | 0 | 0 | 0 | 0 | 0 | 0
Case A Exploratory Policy Scenario - No Price Control | NJ | Coal | Coal | Coal | Capacity | MW | 0 | 0 | 0 | 0 | 0 | 0 | 0
Case A Exploratory Policy Scenario - No Price Control | NJ | Coal with CCS | Coal with CCS | Coal with CCS | Capacity | MW | 0 | 0 | 0 | 0 | 0 | 0 | 0
Case A Exploratory Policy Scenario - No Price Control | NJ | Combined Cycle | Combined Cycle | Combined Cycle | Capacity | MW | 7360.779 | 7360.779 | 7360.779 | 7360.779 | 7360.779 | 7360.779 | 7360.779
Case A Exploratory Policy Scenario - No Price Control | NJ | Combustion Turbine | Combustion Turbine | Combustion Turbine | Capacity | MW | 1953.08 | 1953.08 | 1953.08 | 1953.08 | 1953.08 | 1953.08 | 1953.08
Case A Exploratory Policy Scenario - No Price Control | NJ | Oil/Gas | Oil/Gas | Oil/Gas | Capacity | MW | 0.6 | 0.6 | 0.6 | 0.6 | 0.6 | 0.6 | 0.6
Case A Exploratory Policy Scenario - No Price Control | NJ | Other | Other | Other | Capacity | MW | 0 | 0 | 0 | 0 | 0 | 0 | 0
Case A Exploratory Policy Scenario - No Price Control | NJ | Nuclear | Nuclear | Nuclear | Capacity | MW | 3500 | 3500 | 3500 | 3500 | 2326 | 2326 | 2326
Case A Exploratory Policy Scenario - No Price Control | NJ | Hydro | Hydro | Hydro | Capacity | MW | 404.8 | 404.8 | 404.8 | 404.8 | 404.8 | 404.8 | 404.8
Case A Exploratory Policy Scenario - No Price Control | NJ | Solar PV | Solar PV | Solar PV | Capacity | MW | 1409.281 | 1739.581 | 1739.581 | 1739.581 | 1739.581 | 1739.581 | 1739.581
Case A Exploratory Policy Scenario - No Price Control | NJ | Onshore Wind | Onshore Wind | Onshore Wind | Capacity | MW | 9 | 9 | 9 | 9 | 9 | 9 | 9
Case A Exploratory Policy Scenario - No Price Control | NJ | Battery Storage | Battery Storage | Battery Storage | Capacity | MW | 145.3 | 195.3 | 195.3 | 195.3 | 195.3 | 195.3 | 195.3
Case A Exploratory Policy Scenario - No Price Control | NJ | Other RE | Other RE | Other RE | Capacity | MW | 251.331 | 218.875 | 218.875 | 210.875 | 210.875 | 210.875 | 210.875
Case A Exploratory Policy Scenario - No Price Control | NJ | Combined Cycle | New Combined Cycle | New Combined Cycle | Capacity | MW | 0 | 0 | 0 | 0 | 0 | 0 | 0
Case A Exploratory Policy Scenario - No Price Control | NJ | Combustion Turbine | New Combustion Turbine | New Combustion Turbine | Capacity | MW | 0 | 0 | 5 | 5 | 5 | 5 | 5
Case A Exploratory Policy Scenario - No Price Control | NJ | Other | New Other | New Other | Capacity | MW | 0 | 0 | 0 | 0 | 0 | 0 | 0
Case A Exploratory Policy Scenario - No Price Control | NJ | Other RE | New Other RE | New Other RE | Capacity | MW | 0 | 0 | 0 | 0 | 0 | 0 | 0
Case A Exploratory Policy Scenario - No Price Control | NJ | Solar PV | New Solar PV | New Solar PV | Capacity | MW | 0 | 0 | 0 | 0 | 0 | 0 | 3742.7978
Case A Exploratory Policy Scenario - No Price Control | NJ | Onshore Wind | New Onshore Wind | New Onshore Wind | Capacity | MW | 0 | 0 | 0 | 0 | 0 | 0 | 0
Case A Exploratory Policy Scenario - No Price Control | NJ | Offshore Wind | New Offshore Wind | New Offshore Wind | Capacity | MW | 0 | 0 | 1148 | 4890 | 4890 | 4890 | 4890
Case A Exploratory Policy Scenario - No Price Control | NJ | Battery Storage | New Battery Storage | New Battery Storage | Capacity | MW | 1059.5597 | 1059.5597 | 1059.5597 | 1059.5597 | 1059.5597 | 1059.5597 | 1059.5597
Case A Exploratory Policy Scenario - No Price Control | NJ | Solar PV | New Solar PV | New Paired Solar PV | Capacity | MW | 0 | 0 | 0 | 0 | 0 | 0 | 2257.2022
Case A Exploratory Policy Scenario - No Price Control | NJ | Battery Storage | New Battery Storage | New Paired Battery Storage | Capacity | MW | 0 | 0 | 0 | 0 | 0 | 0 | 1354.3213
Case A Exploratory Policy Scenario - No Price Control | NJ | Hydrogen | New Hydrogen | New H2 CC | Capacity | MW | 0 | 0 | 0 | 0 | 0 | 0 | 0
Case A Exploratory Policy Scenario - No Price Control | NJ | Hydrogen | New Hydrogen | New H2 CT | Capacity | MW | 0 | 0 | 0 | 0 | 0 | 0 | 0
Case A Exploratory Policy Scenario - No Price Control | NJ | Retire Coal | Retire Coal | Retire Coal | Capacity | MW | 0 | 0 | 0 | 0 | 0 | 0 | 0
Case A Exploratory Policy Scenario - No Price Control | NJ | Retire Combined Cycle | Retire Combined Cycle | Retire Combined Cycle | Capacity | MW | 0 | 0 | 0 | 0 | 0 | 0 | 0
Case A Exploratory Policy Scenario - No Price Control | NJ | Retire Combustion Turbine | Retire Combustion Turbine | Retire Combustion Turbine | Capacity | MW | 0 | 0 | 0 | 0 | 0 | 0 | 0
Case A Exploratory Policy Scenario - No Price Control | NJ | Retire Oil/Gas | Retire Oil/Gas | Retire Oil/Gas | Capacity | MW | 0 | 0 | 0 | 0 | 0 | 0 | 0
Case A Exploratory Policy Scenario - No Price Control | NJ | Retire Other | Retire Other | Retire Other | Capacity | MW | 0 | 32.456 | 32.456 | 40.456 | 40.456 | 40.456 | 40.456
Case A Exploratory Policy Scenario - No Price Control | NJ | Retire Nuclear | Retire Nuclear | Retire Nuclear | Capacity | MW | 0 | 0 | 0 | 0 | 1174 | 1174 | 1174
Case A Exploratory Policy Scenario - No Price Control | NY | Coal | Coal | Coal | Capacity | MW | 0 | 0 | 0 | 0 | 0 | 0 | 0
Case A Exploratory Policy Scenario - No Price Control | NY | Coal with CCS | Coal with CCS | Coal with CCS | Capacity | MW | 0 | 0 | 0 | 0 | 0 | 0 | 0
Case A Exploratory Policy Scenario - No Price Control | NY | Combined Cycle | Combined Cycle | Combined Cycle | Capacity | MW | 11182.063 | 11146.5376 | 11146.538 | 11145.9643 | 11143.2594 | 11143.2594 | 11143.2594
Case A Exploratory Policy Scenario - No Price Control | NY | Combustion Turbine | Combustion Turbine | Combustion Turbine | Capacity | MW | 4073.342 | 3464.642 | 3464.642 | 3464.642 | 3464.642 | 3464.642 | 3461.183
Case A Exploratory Policy Scenario - No Price Control | NY | Oil/Gas | Oil/Gas | Oil/Gas | Capacity | MW | 10861.2 | 7641.21 | 7557.1953 | 7557.1953 | 7557.1953 | 7427.5411 | 4286.075
Case A Exploratory Policy Scenario - No Price Control | NY | Other | Other | Other | Capacity | MW | 150 | 150 | 150 | 150 | 150 | 150 | 150
Case A Exploratory Policy Scenario - No Price Control | NY | Nuclear | Nuclear | Nuclear | Capacity | MW | 3333.6 | 3333.6 | 3333.6 | 3333.6 | 3333.6 | 3333.6 | 3333.6
Case A Exploratory Policy Scenario - No Price Control | NY | Hydro | Hydro | Hydro | Capacity | MW | 5704.745 | 5704.745 | 5704.745 | 5704.745 | 5704.745 | 5704.745 | 5704.745
Case A Exploratory Policy Scenario - No Price Control | NY | Solar PV | Solar PV | Solar PV | Capacity | MW | 9090.156 | 9838.156 | 9838.156 | 9838.156 | 9838.156 | 9838.156 | 9838.156
Case A Exploratory Policy Scenario - No Price Control | NY | Onshore Wind | Onshore Wind | Onshore Wind | Capacity | MW | 3804.472 | 3804.472 | 3804.472 | 3804.472 | 3804.472 | 3804.472 | 3804.472
Case A Exploratory Policy Scenario - No Price Control | NY | Offshore Wind | Offshore Wind | Offshore Wind | Capacity | MW | 136 | 1876 | 1876 | 1876 | 1876 | 1876 | 1876
Case A Exploratory Policy Scenario - No Price Control | NY | Battery Storage | Battery Storage | Battery Storage | Capacity | MW | 415 | 1492 | 1492 | 1492 | 1492 | 1492 | 1492
Case A Exploratory Policy Scenario - No Price Control | NY | Other RE | Other RE | Other RE | Capacity | MW | 516.165 | 292.639 | 292.639 | 292.639 | 292.639 | 292.639 | 292.639
Case A Exploratory Policy Scenario - No Price Control | NY | Combined Cycle | New Combined Cycle | New Combined Cycle | Capacity | MW | 0 | 0 | 0 | 75.0454 | 389.762 | 617.6986 | 1168.5249
Case A Exploratory Policy Scenario - No Price Control | NY | Combustion Turbine | New Combustion Turbine | New Combustion Turbine | Capacity | MW | 0 | 0 | 0 | 0 | 0 | 0 | 0
Case A Exploratory Policy Scenario - No Price Control | NY | Other | New Other | New Other | Capacity | MW | 0 | 0 | 0 | 0 | 0 | 0 | 0
Case A Exploratory Policy Scenario - No Price Control | NY | Other RE | New Other RE | New Other RE | Capacity | MW | 0 | 0 | 0 | 0 | 0 | 0 | 0
Case A Exploratory Policy Scenario - No Price Control | NY | Solar PV | New Solar PV | New Solar PV | Capacity | MW | 0 | 0 | 0 | 0 | 0 | 0 | 0
Case A Exploratory Policy Scenario - No Price Control | NY | Onshore Wind | New Onshore Wind | New Onshore Wind | Capacity | MW | 0 | 0 | 3726 | 3726 | 3726 | 3726 | 11226
Case A Exploratory Policy Scenario - No Price Control | NY | Offshore Wind | New Offshore Wind | New Offshore Wind | Capacity | MW | 0 | 0 | 0 | 0 | 0 | 0 | 0
Case A Exploratory Policy Scenario - No Price Control | NY | Battery Storage | New Battery Storage | New Battery Storage | Capacity | MW | 0 | 5879.3977 | 6648.0001 | 8594.4168 | 9338.4311 | 9338.4311 | 9338.4311
Case A Exploratory Policy Scenario - No Price Control | NY | Solar PV | New Solar PV | New Paired Solar PV | Capacity | MW | 0 | 0 | 0 | 0 | 0 | 826.4896 | 4399.2071
Case A Exploratory Policy Scenario - No Price Control | NY | Battery Storage | New Battery Storage | New Paired Battery Storage | Capacity | MW | 0 | 0 | 0 | 0 | 0 | 495.8938 | 2639.5242
Case A Exploratory Policy Scenario - No Price Control | NY | Hydrogen | New Hydrogen | New H2 CC | Capacity | MW | 0 | 0 | 0 | 0 | 0 | 0 | 0
Case A Exploratory Policy Scenario - No Price Control | NY | Hydrogen | New Hydrogen | New H2 CT | Capacity | MW | 0 | 0 | 0 | 0 | 0 | 0 | 0
Case A Exploratory Policy Scenario - No Price Control | NY | Retire Coal | Retire Coal | Retire Coal | Capacity | MW | 0 | 0 | 0 | 0 | 0 | 0 | 0
Case A Exploratory Policy Scenario - No Price Control | NY | Retire Combined Cycle | Retire Combined Cycle | Retire Combined Cycle | Capacity | MW | 0 | 35.5254 | 35.5254 | 35.5254 | 35.5254 | 35.5254 | 35.5254
Case A Exploratory Policy Scenario - No Price Control | NY | Retire Combustion Turbine | Retire Combustion Turbine | Retire Combustion Turbine | Capacity | MW | 0 | 0 | 0 | 0 | 0 | 0 | 3.459
Case A Exploratory Policy Scenario - No Price Control | NY | Retire Oil/Gas | Retire Oil/Gas | Retire Oil/Gas | Capacity | MW | 0 | 3219.99 | 3304.0047 | 3304.0047 | 3304.0047 | 3433.6589 | 6575.125
Case A Exploratory Policy Scenario - No Price Control | NY | Retire Other | Retire Other | Retire Other | Capacity | MW | 0 | 223.526 | 223.526 | 223.526 | 223.526 | 223.526 | 223.526
Case A Exploratory Policy Scenario - No Price Control | NY | Retire Nuclear | Retire Nuclear | Retire Nuclear | Capacity | MW | 0 | 0 | 0 | 0 | 0 | 0 | 0
Case A Exploratory Policy Scenario - No Price Control | RI | Coal | Coal | Coal | Capacity | MW | 0 | 0 | 0 | 0 | 0 | 0 | 0
Case A Exploratory Policy Scenario - No Price Control | RI | Coal with CCS | Coal with CCS | Coal with CCS | Capacity | MW | 0 | 0 | 0 | 0 | 0 | 0 | 0
Case A Exploratory Policy Scenario - No Price Control | RI | Combined Cycle | Combined Cycle | Combined Cycle | Capacity | MW | 1812.772 | 1812.772 | 1812.772 | 1812.772 | 1812.772 | 1812.772 | 1812.772
Case A Exploratory Policy Scenario - No Price Control | RI | Combustion Turbine | Combustion Turbine | Combustion Turbine | Capacity | MW | 9.56 | 9.56 | 9.56 | 9.56 | 9.56 | 9.56 | 3.96
Case A Exploratory Policy Scenario - No Price Control | RI | Oil/Gas | Oil/Gas | Oil/Gas | Capacity | MW | 0 | 0 | 0 | 0 | 0 | 0 | 0
Case A Exploratory Policy Scenario - No Price Control | RI | Other | Other | Other | Capacity | MW | 0 | 0 | 0 | 0 | 0 | 0 | 0
Case A Exploratory Policy Scenario - No Price Control | RI | Nuclear | Nuclear | Nuclear | Capacity | MW | 0 | 0 | 0 | 0 | 0 | 0 | 0
Case A Exploratory Policy Scenario - No Price Control | RI | Hydro | Hydro | Hydro | Capacity | MW | 3.156 | 3.156 | 3.156 | 3.156 | 3.156 | 3.156 | 3.156
Case A Exploratory Policy Scenario - No Price Control | RI | Solar PV | Solar PV | Solar PV | Capacity | MW | 244.8 | 244.8 | 244.8 | 244.8 | 244.8 | 244.8 | 244.8
Case A Exploratory Policy Scenario - No Price Control | RI | Onshore Wind | Onshore Wind | Onshore Wind | Capacity | MW | 54.5 | 54.5 | 54.5 | 54.5 | 54.5 | 54.5 | 54.5
Case A Exploratory Policy Scenario - No Price Control | RI | Battery Storage | Battery Storage | Battery Storage | Capacity | MW | 0 | 0 | 0 | 0 | 0 | 0 | 0
Case A Exploratory Policy Scenario - No Price Control | RI | Other RE | Other RE | Other RE | Capacity | MW | 55.543 | 53.863 | 53.863 | 53.863 | 53.863 | 53.863 | 53.863
Case A Exploratory Policy Scenario - No Price Control | RI | Combined Cycle | New Combined Cycle | New Combined Cycle | Capacity | MW | 0 | 0 | 0 | 0 | 0 | 0 | 0
Case A Exploratory Policy Scenario - No Price Control | RI | Combustion Turbine | New Combustion Turbine | New Combustion Turbine | Capacity | MW | 0 | 0 | 0 | 0 | 0 | 0 | 0
Case A Exploratory Policy Scenario - No Price Control | RI | Other | New Other | New Other | Capacity | MW | 0 | 0 | 0 | 0 | 0 | 0 | 0
Case A Exploratory Policy Scenario - No Price Control | RI | Other RE | New Other RE | New Other RE | Capacity | MW | 0 | 0 | 0 | 0 | 0 | 0 | 0
Case A Exploratory Policy Scenario - No Price Control | RI | Solar PV | New Solar PV | New Solar PV | Capacity | MW | 0 | 0 | 0 | 0 | 0 | 2716.1989 | 5878.8158
Case A Exploratory Policy Scenario - No Price Control | RI | Onshore Wind | New Onshore Wind | New Onshore Wind | Capacity | MW | 0 | 0 | 0 | 0 | 0 | 0 | 0
Case A Exploratory Policy Scenario - No Price Control | RI | Offshore Wind | New Offshore Wind | New Offshore Wind | Capacity | MW | 430 | 430 | 430 | 430 | 430 | 430 | 430
Case A Exploratory Policy Scenario - No Price Control | RI | Battery Storage | New Battery Storage | New Battery Storage | Capacity | MW | 0 | 0 | 0 | 0 | 0 | 0 | 0
Case A Exploratory Policy Scenario - No Price Control | RI | Solar PV | New Solar PV | New Paired Solar PV | Capacity | MW | 0 | 0 | 0 | 0 | 0 | 840.445 | 2394.4011
Case A Exploratory Policy Scenario - No Price Control | RI | Battery Storage | New Battery Storage | New Paired Battery Storage | Capacity | MW | 0 | 0 | 0 | 0 | 0 | 504.267 | 1436.6407
Case A Exploratory Policy Scenario - No Price Control | RI | Hydrogen | New Hydrogen | New H2 CC | Capacity | MW | 0 | 0 | 0 | 0 | 0 | 0 | 0
Case A Exploratory Policy Scenario - No Price Control | RI | Hydrogen | New Hydrogen | New H2 CT | Capacity | MW | 0 | 0 | 0 | 0 | 0 | 0 | 0
Case A Exploratory Policy Scenario - No Price Control | RI | Retire Coal | Retire Coal | Retire Coal | Capacity | MW | 0 | 0 | 0 | 0 | 0 | 0 | 0
Case A Exploratory Policy Scenario - No Price Control | RI | Retire Combined Cycle | Retire Combined Cycle | Retire Combined Cycle | Capacity | MW | 0 | 0 | 0 | 0 | 0 | 0 | 0
Case A Exploratory Policy Scenario - No Price Control | RI | Retire Combustion Turbine | Retire Combustion Turbine | Retire Combustion Turbine | Capacity | MW | 0 | 0 | 0 | 0 | 0 | 0 | 5.6
Case A Exploratory Policy Scenario - No Price Control | RI | Retire Oil/Gas | Retire Oil/Gas | Retire Oil/Gas | Capacity | MW | 0 | 0 | 0 | 0 | 0 | 0 | 0
Case A Exploratory Policy Scenario - No Price Control | RI | Retire Other | Retire Other | Retire Other | Capacity | MW | 0 | 1.68 | 1.68 | 1.68 | 1.68 | 1.68 | 1.68
Case A Exploratory Policy Scenario - No Price Control | RI | Retire Nuclear | Retire Nuclear | Retire Nuclear | Capacity | MW | 0 | 0 | 0 | 0 | 0 | 0 | 0
Case A Exploratory Policy Scenario - No Price Control | VT | Coal | Coal | Coal | Capacity | MW | 0 | 0 | 0 | 0 | 0 | 0 | 0
Case A Exploratory Policy Scenario - No Price Control | VT | Coal with CCS | Coal with CCS | Coal with CCS | Capacity | MW | 0 | 0 | 0 | 0 | 0 | 0 | 0
Case A Exploratory Policy Scenario - No Price Control | VT | Combined Cycle | Combined Cycle | Combined Cycle | Capacity | MW | 0 | 0 | 0 | 0 | 0 | 0 | 0
Case A Exploratory Policy Scenario - No Price Control | VT | Combustion Turbine | Combustion Turbine | Combustion Turbine | Capacity | MW | 141.839 | 127.794 | 127.794 | 127.794 | 127.794 | 127.794 | 127.794
Case A Exploratory Policy Scenario - No Price Control | VT | Oil/Gas | Oil/Gas | Oil/Gas | Capacity | MW | 0 | 0 | 0 | 0 | 0 | 0 | 0
Case A Exploratory Policy Scenario - No Price Control | VT | Other | Other | Other | Capacity | MW | 0 | 0 | 0 | 0 | 0 | 0 | 0
Case A Exploratory Policy Scenario - No Price Control | VT | Nuclear | Nuclear | Nuclear | Capacity | MW | 0 | 0 | 0 | 0 | 0 | 0 | 0
Case A Exploratory Policy Scenario - No Price Control | VT | Hydro | Hydro | Hydro | Capacity | MW | 319.202 | 319.202 | 319.202 | 319.202 | 319.202 | 319.202 | 319.202
Case A Exploratory Policy Scenario - No Price Control | VT | Solar PV | Solar PV | Solar PV | Capacity | MW | 140.52 | 230.52 | 230.52 | 230.52 | 230.52 | 230.52 | 230.52
Case A Exploratory Policy Scenario - No Price Control | VT | Onshore Wind | Onshore Wind | Onshore Wind | Capacity | MW | 151.2 | 151.2 | 151.2 | 151.2 | 151.2 | 151.2 | 151.2
Case A Exploratory Policy Scenario - No Price Control | VT | Battery Storage | Battery Storage | Battery Storage | Capacity | MW | 0 | 0 | 0 | 0 | 0 | 0 | 0
Case A Exploratory Policy Scenario - No Price Control | VT | Other RE | Other RE | Other RE | Capacity | MW | 75.7 | 3.7 | 3.7 | 3.7 | 3.7 | 3.7 | 3.7
Case A Exploratory Policy Scenario - No Price Control | VT | Combined Cycle | New Combined Cycle | New Combined Cycle | Capacity | MW | 0 | 0 | 0 | 0 | 0 | 0 | 0
Case A Exploratory Policy Scenario - No Price Control | VT | Combustion Turbine | New Combustion Turbine | New Combustion Turbine | Capacity | MW | 0 | 0 | 0 | 0 | 0 | 0 | 0
Case A Exploratory Policy Scenario - No Price Control | VT | Other | New Other | New Other | Capacity | MW | 0 | 0 | 0 | 0 | 0 | 0 | 0
Case A Exploratory Policy Scenario - No Price Control | VT | Other RE | New Other RE | New Other RE | Capacity | MW | 0 | 0 | 0 | 0 | 0 | 0 | 0
Case A Exploratory Policy Scenario - No Price Control | VT | Solar PV | New Solar PV | New Solar PV | Capacity | MW | 0 | 0 | 0 | 0 | 0 | 0 | 0
Case A Exploratory Policy Scenario - No Price Control | VT | Onshore Wind | New Onshore Wind | New Onshore Wind | Capacity | MW | 0 | 0 | 3292 | 4158.5025 | 6014 | 6014 | 6014
Case A Exploratory Policy Scenario - No Price Control | VT | Offshore Wind | New Offshore Wind | New Offshore Wind | Capacity | MW | 0 | 0 | 0 | 0 | 0 | 0 | 0
Case A Exploratory Policy Scenario - No Price Control | VT | Battery Storage | New Battery Storage | New Battery Storage | Capacity | MW | 0 | 0 | 0 | 0 | 0 | 0 | 0
Case A Exploratory Policy Scenario - No Price Control | VT | Solar PV | New Solar PV | New Paired Solar PV | Capacity | MW | 0 | 0 | 0 | 0 | 1061.6912 | 1720.54 | 1720.54
Case A Exploratory Policy Scenario - No Price Control | VT | Battery Storage | New Battery Storage | New Paired Battery Storage | Capacity | MW | 0 | 0 | 0 | 0 | 637.0147 | 1032.324 | 1032.324
Case A Exploratory Policy Scenario - No Price Control | VT | Hydrogen | New Hydrogen | New H2 CC | Capacity | MW | 0 | 0 | 0 | 0 | 0 | 0 | 0
Case A Exploratory Policy Scenario - No Price Control | VT | Hydrogen | New Hydrogen | New H2 CT | Capacity | MW | 0 | 0 | 0 | 0 | 0 | 0 | 0
Case A Exploratory Policy Scenario - No Price Control | VT | Retire Coal | Retire Coal | Retire Coal | Capacity | MW | 0 | 0 | 0 | 0 | 0 | 0 | 0
Case A Exploratory Policy Scenario - No Price Control | VT | Retire Combined Cycle | Retire Combined Cycle | Retire Combined Cycle | Capacity | MW | 0 | 0 | 0 | 0 | 0 | 0 | 0
Case A Exploratory Policy Scenario - No Price Control | VT | Retire Combustion Turbine | Retire Combustion Turbine | Retire Combustion Turbine | Capacity | MW | 0 | 0 | 0 | 0 | 0 | 0 | 0
Case A Exploratory Policy Scenario - No Price Control | VT | Retire Oil/Gas | Retire Oil/Gas | Retire Oil/Gas | Capacity | MW | 0 | 0 | 0 | 0 | 0 | 0 | 0
Case A Exploratory Policy Scenario - No Price Control | VT | Retire Other | Retire Other | Retire Other | Capacity | MW | 0 | 72 | 72 | 72 | 72 | 72 | 72
Case A Exploratory Policy Scenario - No Price Control | VT | Retire Nuclear | Retire Nuclear | Retire Nuclear | Capacity | MW | 0 | 0 | 0 | 0 | 0 | 0 | 0
Case A Exploratory Policy Scenario - No Price Control | NY | Imports | Imports Zone D (HQ) | 122739 | Capacity | MW | 1485 | 1485 | 1485 | 1485 | 1485 | 1485 | 1485
Case A Exploratory Policy Scenario - No Price Control | NY | Imports | Imports Zone J (CHPE) | 122738 | Capacity | MW | 0 | 1250 | 1250 | 1250 | 1250 | 1250 | 1250
Case A Exploratory Policy Scenario - No Price Control | MA | Imports | Clean Energy Connect Import | 4390 | Capacity | MW | 0 | 1200 | 1200 | 1200 | 1200 | 1200 | 1200
Case A Exploratory Policy Scenario - No Price Control | CT | Imports | Imports |  | Capacity | MW | 0 | 0 | 0 | 0 | 0 | 0 | 0
Case A Exploratory Policy Scenario - No Price Control | DE | Imports | Imports |  | Capacity | MW | 0 | 0 | 0 | 0 | 0 | 0 | 0
Case A Exploratory Policy Scenario - No Price Control | ME | Imports | Imports |  | Capacity | MW | 0 | 0 | 0 | 0 | 0 | 0 | 0
Case A Exploratory Policy Scenario - No Price Control | MD | Imports | Imports |  | Capacity | MW | 0 | 0 | 0 | 0 | 0 | 0 | 0
Case A Exploratory Policy Scenario - No Price Control | NH | Imports | Imports |  | Capacity | MW | 0 | 0 | 0 | 0 | 0 | 0 | 0
Case A Exploratory Policy Scenario - No Price Control | NJ | Imports | Imports |  | Capacity | MW | 0 | 0 | 0 | 0 | 0 | 0 | 0
Case A Exploratory Policy Scenario - No Price Control | RI | Imports | Imports |  | Capacity | MW | 0 | 0 | 0 | 0 | 0 | 0 | 0
Case A Exploratory Policy Scenario - No Price Control | VT | Imports | Imports |  | Capacity | MW | 0 | 0 | 0 | 0 | 0 | 0 | 0
Case A Exploratory Policy Scenario - No Price Control | 10-State Contributions | Imports | Imports Zone D (HQ) | 122739 | Capacity | MW | 1485 | 1485 | 1485 | 1485 | 1485 | 1485 | 1485
Case A Exploratory Policy Scenario - No Price Control | 10-State Contributions | Imports | Imports Zone J (CHPE) | 122738 | Capacity | MW | 0 | 1250 | 1250 | 1250 | 1250 | 1250 | 1250
Case A Exploratory Policy Scenario - No Price Control | 10-State Contributions | Imports | Clean Energy Connect Import | 4390 | Capacity | MW | 0 | 1200 | 1200 | 1200 | 1200 | 1200 | 1200
Case A Exploratory Policy Scenario - No Price Control | CT | Coal | Coal | Coal | Generation | GWh | 0 | 0 | 0 | 0 | 0 | 0 | 0
Case A Exploratory Policy Scenario - No Price Control | CT | Coal with CCS | Coal with CCS | Coal with CCS | Generation | GWh | 0 | 0 | 0 | 0 | 0 | 0 | 0
Case A Exploratory Policy Scenario - No Price Control | CT | Combined Cycle | Combined Cycle | Combined Cycle | Generation | GWh | 16780.531 | 16841.0432 | 9386.1245 | 10069.6696 | 7751.7952 | 6953.8435 | 1881.2768
Case A Exploratory Policy Scenario - No Price Control | CT | Combustion Turbine | Combustion Turbine | Combustion Turbine | Generation | GWh | 172.509 | 176.1716 | 226.7054 | 243.7616 | 170.7146 | 180.5956 | 127.5982
Case A Exploratory Policy Scenario - No Price Control | CT | Oil/Gas | Oil/Gas | Oil/Gas | Generation | GWh | 57.9712 | 129.0138 | 152.5863 | 130.9863 | 102.0825 | 151.255 | 84.4425
Case A Exploratory Policy Scenario - No Price Control | CT | Other | Other | Other | Generation | GWh | 49.056 | 49.056 | 49.056 | 49.056 | 49.056 | 49.056 | 49.056
Case A Exploratory Policy Scenario - No Price Control | CT | Nuclear | Nuclear | Nuclear | Generation | GWh | 16661.5627 | 16661.5627 | 16661.563 | 16661.5627 | 16661.5627 | 16661.5627 | 16661.5627
Case A Exploratory Policy Scenario - No Price Control | CT | Hydro | Hydro | Hydro | Generation | GWh | 537.4624 | 536.9544 | 540.7836 | 540.6937 | 538.0733 | 539.6253 | 539.8281
Case A Exploratory Policy Scenario - No Price Control | CT | Solar PV | Solar PV | Solar PV | Generation | GWh | 902.3652 | 902.3652 | 902.3652 | 902.3652 | 901.9323 | 902.2326 | 875.4765
Case A Exploratory Policy Scenario - No Price Control | CT | Onshore Wind | Onshore Wind | Onshore Wind | Generation | GWh | 14.4408 | 14.4408 | 14.4408 | 14.4408 | 14.4408 | 14.4408 | 14.4408
Case A Exploratory Policy Scenario - No Price Control | CT | Battery Storage | Battery Storage | Battery Storage | Generation | GWh | 0 | 3.6173 | 42.9119 | 4.3117 | 39.0108 | 117.626 | 112.9911
Case A Exploratory Policy Scenario - No Price Control | CT | Other RE | Other RE | Other RE | Generation | GWh | 1855.5403 | 1748.8533 | 1748.8533 | 1748.8533 | 1751.7086 | 1758.3256 | 1773.1666
Case A Exploratory Policy Scenario - No Price Control | CT | Combined Cycle | New Combined Cycle | New Combined Cycle | Generation | GWh | 0 | 0 | 0 | 0 | 0 | 0 | 0
Case A Exploratory Policy Scenario - No Price Control | CT | Combustion Turbine | New Combustion Turbine | New Combustion Turbine | Generation | GWh | 0 | 0 | 0 | 0 | 0 | 0 | 0
Case A Exploratory Policy Scenario - No Price Control | CT | Other | New Other | New Other | Generation | GWh | 0 | 0 | 0 | 0 | 0 | 0 | 0
Case A Exploratory Policy Scenario - No Price Control | CT | Other RE | New Other RE | New Other RE | Generation | GWh | 0 | 0 | 0 | 342.7584 | 342.7584 | 342.7584 | 342.7584
Case A Exploratory Policy Scenario - No Price Control | CT | Solar PV | New Solar PV | New Solar PV | Generation | GWh | 0 | 0 | 0 | 0 | 0 | 0 | 2412.8713
Case A Exploratory Policy Scenario - No Price Control | CT | Onshore Wind | New Onshore Wind | New Onshore Wind | Generation | GWh | 0 | 0 | 0 | 0 | 0 | 0 | 0
Case A Exploratory Policy Scenario - No Price Control | CT | Offshore Wind | New Offshore Wind | New Offshore Wind | Generation | GWh | 418.3982 | 1251.6288 | 1251.6288 | 1251.6288 | 1251.6288 | 1251.6288 | 1251.6288
Case A Exploratory Policy Scenario - No Price Control | CT | Battery Storage | New Battery Storage | New Battery Storage | Generation | GWh | 0 | 0 | 0 | 0 | 0 | 0 | 0
Case A Exploratory Policy Scenario - No Price Control | CT | Solar PV | New Solar PV | New Paired Solar PV | Generation | GWh | 0 | 0 | 0 | 0 | 0 | 0 | 0
Case A Exploratory Policy Scenario - No Price Control | CT | Battery Storage | New Battery Storage | New Paired Battery Storage | Generation | GWh | 0 | 0 | 0 | 0 | 0 | 0 | 0
Case A Exploratory Policy Scenario - No Price Control | CT | Hydrogen | New Hydrogen | New H2 CC | Generation | GWh | 0 | 0 | 0 | 0 | 0 | 0 | 0
Case A Exploratory Policy Scenario - No Price Control | CT | Hydrogen | New Hydrogen | New H2 CT | Generation | GWh | 0 | 0 | 0 | 0 | 0 | 0 | 0
Case A Exploratory Policy Scenario - No Price Control | DE | Coal | Coal | Coal | Generation | GWh | 279 | 0 | 0 | 0 | 0 | 0 | 0
Case A Exploratory Policy Scenario - No Price Control | DE | Coal with CCS | Coal with CCS | Coal with CCS | Generation | GWh | 0 | 0 | 0 | 0 | 0 | 0 | 0
Case A Exploratory Policy Scenario - No Price Control | DE | Combined Cycle | Combined Cycle | Combined Cycle | Generation | GWh | 993.9136 | 594.2459 | 594.2459 | 652.9372 | 751.3016 | 854.1819 | 193.8339
Case A Exploratory Policy Scenario - No Price Control | DE | Combustion Turbine | Combustion Turbine | Combustion Turbine | Generation | GWh | 14.52 | 11.975 | 11.975 | 11.026 | 11.975 | 11.026 | 3.41
Case A Exploratory Policy Scenario - No Price Control | DE | Oil/Gas | Oil/Gas | Oil/Gas | Generation | GWh | 77.7281 | 77.7281 | 75.394 | 81.007 | 81.007 | 81.007 | 22.08
Case A Exploratory Policy Scenario - No Price Control | DE | Other | Other | Other | Generation | GWh | 0 | 0 | 0 | 0 | 0 | 0 | 0
Case A Exploratory Policy Scenario - No Price Control | DE | Nuclear | Nuclear | Nuclear | Generation | GWh | 0 | 0 | 0 | 0 | 0 | 0 | 0
Case A Exploratory Policy Scenario - No Price Control | DE | Hydro | Hydro | Hydro | Generation | GWh | 0 | 0 | 0 | 0 | 0 | 0 | 0
Case A Exploratory Policy Scenario - No Price Control | DE | Solar PV | Solar PV | Solar PV | Generation | GWh | 551.5145 | 551.5145 | 551.5145 | 551.5145 | 551.5145 | 551.5145 | 551.5145
Case A Exploratory Policy Scenario - No Price Control | DE | Onshore Wind | Onshore Wind | Onshore Wind | Generation | GWh | 5.3733 | 5.3733 | 5.3733 | 5.3733 | 5.3733 | 5.3733 | 5.3733
Case A Exploratory Policy Scenario - No Price Control | DE | Battery Storage | Battery Storage | Battery Storage | Generation | GWh | 0 | 0 | 0 | 0 | 0 | 0 | 0
Case A Exploratory Policy Scenario - No Price Control | DE | Other RE | Other RE | Other RE | Generation | GWh | 43.173 | 43.173 | 43.173 | 43.173 | 46.0566 | 49.7946 | 56.0157
Case A Exploratory Policy Scenario - No Price Control | DE | Combined Cycle | New Combined Cycle | New Combined Cycle | Generation | GWh | 0 | 0 | 0 | 0 | 0 | 0 | 0
Case A Exploratory Policy Scenario - No Price Control | DE | Combustion Turbine | New Combustion Turbine | New Combustion Turbine | Generation | GWh | 0 | 0 | 3.6234 | 3.6234 | 3.6234 | 24.7599 | 67.4858
Case A Exploratory Policy Scenario - No Price Control | DE | Other | New Other | New Other | Generation | GWh | 0 | 0 | 0 | 0 | 0 | 0 | 0
Case A Exploratory Policy Scenario - No Price Control | DE | Other RE | New Other RE | New Other RE | Generation | GWh | 0 | 0 | 0 | 0 | 0 | 0 | 0
Case A Exploratory Policy Scenario - No Price Control | DE | Solar PV | New Solar PV | New Solar PV | Generation | GWh | 0 | 0 | 0 | 0 | 0 | 0 | 5823.7248
Case A Exploratory Policy Scenario - No Price Control | DE | Onshore Wind | New Onshore Wind | New Onshore Wind | Generation | GWh | 0 | 0 | 0 | 0 | 0 | 0 | 0
Case A Exploratory Policy Scenario - No Price Control | DE | Offshore Wind | New Offshore Wind | New Offshore Wind | Generation | GWh | 0 | 0 | 0 | 0 | 0 | 0 | 0
Case A Exploratory Policy Scenario - No Price Control | DE | Battery Storage | New Battery Storage | New Battery Storage | Generation | GWh | 226.4104 | 226.4104 | 226.4104 | 226.4104 | 226.4104 | 211.5549 | 226.4104
Case A Exploratory Policy Scenario - No Price Control | DE | Solar PV | New Solar PV | New Paired Solar PV | Generation | GWh | 0 | 0 | 0 | 0 | 0 | 0 | 0
Case A Exploratory Policy Scenario - No Price Control | DE | Battery Storage | New Battery Storage | New Paired Battery Storage | Generation | GWh | 0 | 0 | 0 | 0 | 0 | 0 | 248.6538
Case A Exploratory Policy Scenario - No Price Control | DE | Hydrogen | New Hydrogen | New H2 CC | Generation | GWh | 0 | 0 | 0 | 0 | 0 | 0 | 0
Case A Exploratory Policy Scenario - No Price Control | DE | Hydrogen | New Hydrogen | New H2 CT | Generation | GWh | 0 | 0 | 0 | 0 | 0 | 0 | 0
Case A Exploratory Policy Scenario - No Price Control | ME | Coal | Coal | Coal | Generation | GWh | 0 | 0 | 0 | 0 | 0 | 0 | 0
Case A Exploratory Policy Scenario - No Price Control | ME | Coal with CCS | Coal with CCS | Coal with CCS | Generation | GWh | 0 | 0 | 0 | 0 | 0 | 0 | 0
Case A Exploratory Policy Scenario - No Price Control | ME | Combined Cycle | Combined Cycle | Combined Cycle | Generation | GWh | 550.3512 | 217.4908 | 34.215 | 542.078 | 50.82 | 34.215 | 2.1
Case A Exploratory Policy Scenario - No Price Control | ME | Combustion Turbine | Combustion Turbine | Combustion Turbine | Generation | GWh | 0 | 1.595 | 1.595 | 2.2714 | 1.595 | 24.5974 | 1.062
Case A Exploratory Policy Scenario - No Price Control | ME | Oil/Gas | Oil/Gas | Oil/Gas | Generation | GWh | 19.8 | 11.016 | 6.624 | 6.624 | 10.1503 | 9.9891 | 0
Case A Exploratory Policy Scenario - No Price Control | ME | Other | Other | Other | Generation | GWh | 0 | 0 | 0 | 0 | 0 | 0 | 0
Case A Exploratory Policy Scenario - No Price Control | ME | Nuclear | Nuclear | Nuclear | Generation | GWh | 0 | 0 | 0 | 0 | 0 | 0 | 0
Case A Exploratory Policy Scenario - No Price Control | ME | Hydro | Hydro | Hydro | Generation | GWh | 2722.6363 | 2722.6363 | 2722.6363 | 2722.6363 | 2722.6363 | 2722.6363 | 1834.784
Case A Exploratory Policy Scenario - No Price Control | ME | Solar PV | Solar PV | Solar PV | Generation | GWh | 1322.9446 | 1432.5937 | 1432.5937 | 1432.5937 | 1431.1039 | 1431.4079 | 1296.8199
Case A Exploratory Policy Scenario - No Price Control | ME | Onshore Wind | Onshore Wind | Onshore Wind | Generation | GWh | 3759.48 | 3939.3215 | 3939.3215 | 3939.3215 | 3772.2139 | 3677.9441 | 3204.5042
Case A Exploratory Policy Scenario - No Price Control | ME | Battery Storage | Battery Storage | Battery Storage | Generation | GWh | 0 | 16.8984 | 208.6407 | 211.4779 | 219.6434 | 259.9362 | 239.8092
Case A Exploratory Policy Scenario - No Price Control | ME | Other RE | Other RE | Other RE | Generation | GWh | 1143.2876 | 469.6164 | 297.6142 | 306.0565 | 246.7472 | 247.6859 | 245.9017
Case A Exploratory Policy Scenario - No Price Control | ME | Combined Cycle | New Combined Cycle | New Combined Cycle | Generation | GWh | 0 | 0 | 0 | 0 | 0 | 0 | 0
Case A Exploratory Policy Scenario - No Price Control | ME | Combustion Turbine | New Combustion Turbine | New Combustion Turbine | Generation | GWh | 0 | 0 | 0 | 0 | 0 | 0 | 0
Case A Exploratory Policy Scenario - No Price Control | ME | Other | New Other | New Other | Generation | GWh | 0 | 0 | 0 | 0 | 0 | 0 | 0
Case A Exploratory Policy Scenario - No Price Control | ME | Other RE | New Other RE | New Other RE | Generation | GWh | 0 | 0 | 0 | 0 | 0 | 0 | 0
Case A Exploratory Policy Scenario - No Price Control | ME | Solar PV | New Solar PV | New Solar PV | Generation | GWh | 0 | 0 | 0 | 0 | 0 | 0 | 0
Case A Exploratory Policy Scenario - No Price Control | ME | Onshore Wind | New Onshore Wind | New Onshore Wind | Generation | GWh | 0 | 4022.6134 | 10164.565 | 10164.5653 | 10164.5653 | 11766.5586 | 17115.4424
Case A Exploratory Policy Scenario - No Price Control | ME | Offshore Wind | New Offshore Wind | New Offshore Wind | Generation | GWh | 51.1276 | 51.1276 | 51.1276 | 51.1276 | 47.4333 | 50.7381 | 41.8497
Case A Exploratory Policy Scenario - No Price Control | ME | Battery Storage | New Battery Storage | New Battery Storage | Generation | GWh | 0 | 0 | 0 | 0 | 0 | 0 | 0
Case A Exploratory Policy Scenario - No Price Control | ME | Solar PV | New Solar PV | New Paired Solar PV | Generation | GWh | 0 | 0 | 0 | 0 | 0 | 0 | 0
Case A Exploratory Policy Scenario - No Price Control | ME | Battery Storage | New Battery Storage | New Paired Battery Storage | Generation | GWh | 0 | 0 | 0 | 0 | 0 | 0 | 0
Case A Exploratory Policy Scenario - No Price Control | ME | Hydrogen | New Hydrogen | New H2 CC | Generation | GWh | 0 | 0 | 0 | 0 | 0 | 0 | 0
Case A Exploratory Policy Scenario - No Price Control | ME | Hydrogen | New Hydrogen | New H2 CT | Generation | GWh | 0 | 0 | 0 | 0 | 0 | 0 | 0
Case A Exploratory Policy Scenario - No Price Control | MD | Coal | Coal | Coal | Generation | GWh | 0 | 0 | 0 | 0 | 0 | 0 | 0
Case A Exploratory Policy Scenario - No Price Control | MD | Coal with CCS | Coal with CCS | Coal with CCS | Generation | GWh | 0 | 0 | 0 | 0 | 0 | 0 | 0
Case A Exploratory Policy Scenario - No Price Control | MD | Combined Cycle | Combined Cycle | Combined Cycle | Generation | GWh | 2008.1588 | 1332.4233 | 1329.6596 | 2514.1562 | 2536.1861 | 871.5376 | 43.2824
Case A Exploratory Policy Scenario - No Price Control | MD | Combustion Turbine | Combustion Turbine | Combustion Turbine | Generation | GWh | 21.0557 | 12.6508 | 16.3908 | 23.3004 | 12.0228 | 19.0114 | 31.0902
Case A Exploratory Policy Scenario - No Price Control | MD | Oil/Gas | Oil/Gas | Oil/Gas | Generation | GWh | 0 | 0 | 0 | 0 | 0 | 0 | 0
Case A Exploratory Policy Scenario - No Price Control | MD | Other | Other | Other | Generation | GWh | 0 | 0 | 0 | 0 | 0 | 0 | 0
Case A Exploratory Policy Scenario - No Price Control | MD | Nuclear | Nuclear | Nuclear | Generation | GWh | 14796.3085 | 14796.3085 | 14796.309 | 14796.3085 | 14796.3085 | 14796.3085 | 14796.3085
Case A Exploratory Policy Scenario - No Price Control | MD | Hydro | Hydro | Hydro | Generation | GWh | 1814.9909 | 1814.9909 | 1814.9909 | 1814.9909 | 1814.9909 | 1814.9909 | 1814.9909
Case A Exploratory Policy Scenario - No Price Control | MD | Solar PV | Solar PV | Solar PV | Generation | GWh | 2246.9392 | 3178.5283 | 3226.9526 | 3226.9526 | 3226.9526 | 3226.9526 | 3226.9526
Case A Exploratory Policy Scenario - No Price Control | MD | Onshore Wind | Onshore Wind | Onshore Wind | Generation | GWh | 706.308 | 754.6725 | 754.6725 | 754.6725 | 754.6725 | 754.6725 | 754.6725
Case A Exploratory Policy Scenario - No Price Control | MD | Battery Storage | Battery Storage | Battery Storage | Generation | GWh | 0.88118 | 2.9175 | 3.5443 | 3.5395 | 1.7175 | 1.746 | 7.7908
Case A Exploratory Policy Scenario - No Price Control | MD | Other RE | Other RE | Other RE | Generation | GWh | 700.8318 | 595.7048 | 595.7048 | 595.7048 | 595.7048 | 595.7048 | 595.7048
Case A Exploratory Policy Scenario - No Price Control | MD | Combined Cycle | New Combined Cycle | New Combined Cycle | Generation | GWh | 0 | 0 | 0 | 0 | 0 | 0 | 0
Case A Exploratory Policy Scenario - No Price Control | MD | Combustion Turbine | New Combustion Turbine | New Combustion Turbine | Generation | GWh | 0 | 0 | 0 | 0 | 0 | 0 | 0
Case A Exploratory Policy Scenario - No Price Control | MD | Other | New Other | New Other | Generation | GWh | 0 | 0 | 0 | 0 | 0 | 0 | 0
Case A Exploratory Policy Scenario - No Price Control | MD | Other RE | New Other RE | New Other RE | Generation | GWh | 0 | 0 | 0 | 0 | 0 | 0 | 0
Case A Exploratory Policy Scenario - No Price Control | MD | Solar PV | New Solar PV | New Solar PV | Generation | GWh | 0 | 0 | 0 | 0 | 0 | 8006.8397 | 8006.8397
Case A Exploratory Policy Scenario - No Price Control | MD | Onshore Wind | New Onshore Wind | New Onshore Wind | Generation | GWh | 0 | 0 | 2882.4308 | 2882.4308 | 2882.4308 | 2882.4308 | 2882.4308
Case A Exploratory Policy Scenario - No Price Control | MD | Offshore Wind | New Offshore Wind | New Offshore Wind | Generation | GWh | 0 | 4079.1159 | 4079.1159 | 4079.1159 | 4079.1159 | 4079.1159 | 4079.1159
Case A Exploratory Policy Scenario - No Price Control | MD | Battery Storage | New Battery Storage | New Battery Storage | Generation | GWh | 1640.1564 | 1782.5102 | 1840.868 | 1761.0401 | 938.6658 | 1481.1737 | 1962.0992
Case A Exploratory Policy Scenario - No Price Control | MD | Solar PV | New Solar PV | New Paired Solar PV | Generation | GWh | 0 | 0 | 0 | 0 | 5667.3727 | 6141.9221 | 19028.3632
Case A Exploratory Policy Scenario - No Price Control | MD | Battery Storage | New Battery Storage | New Paired Battery Storage | Generation | GWh | 0 | 0 | 0 | 0 | 1586.8472 | 2315.1034 | 8000.9423
Case A Exploratory Policy Scenario - No Price Control | MD | Hydrogen | New Hydrogen | New H2 CC | Generation | GWh | 0 | 0 | 0 | 0 | 0 | 0 | 0
Case A Exploratory Policy Scenario - No Price Control | MD | Hydrogen | New Hydrogen | New H2 CT | Generation | GWh | 0 | 0 | 0 | 0 | 0 | 0 | 0
Case A Exploratory Policy Scenario - No Price Control | MA | Coal | Coal | Coal | Generation | GWh | 0 | 0 | 0 | 0 | 0 | 0 | 0
Case A Exploratory Policy Scenario - No Price Control | MA | Coal with CCS | Coal with CCS | Coal with CCS | Generation | GWh | 0 | 0 | 0 | 0 | 0 | 0 | 0
Case A Exploratory Policy Scenario - No Price Control | MA | Combined Cycle | Combined Cycle | Combined Cycle | Generation | GWh | 10924.9109 | 11742.8204 | 8496.3584 | 9643.299 | 7557.1698 | 5106.0383 | 2209.6807
Case A Exploratory Policy Scenario - No Price Control | MA | Combustion Turbine | Combustion Turbine | Combustion Turbine | Generation | GWh | 116.5874 | 166.2776 | 174.2124 | 197.8078 | 142.1705 | 142.4664 | 88.7796
Case A Exploratory Policy Scenario - No Price Control | MA | Oil/Gas | Oil/Gas | Oil/Gas | Generation | GWh | 61.5076 | 94.7229 | 93.8889 | 114.4934 | 93.5787 | 93.0316 | 69.0056
Case A Exploratory Policy Scenario - No Price Control | MA | Other | Other | Other | Generation | GWh | 0 | 0 | 0 | 0 | 0 | 0 | 0
Case A Exploratory Policy Scenario - No Price Control | MA | Nuclear | Nuclear | Nuclear | Generation | GWh | 0 | 0 | 0 | 0 | 0 | 0 | 0
Case A Exploratory Policy Scenario - No Price Control | MA | Hydro | Hydro | Hydro | Generation | GWh | 1097.6091 | 1057.6829 | 1366.0823 | 1227.8423 | 1088.7289 | 1539.4966 | 1884.3876
Case A Exploratory Policy Scenario - No Price Control | MA | Solar PV | Solar PV | Solar PV | Generation | GWh | 2664.415 | 2664.415 | 2664.415 | 2664.415 | 2664.415 | 2664.415 | 2664.415
Case A Exploratory Policy Scenario - No Price Control | MA | Onshore Wind | Onshore Wind | Onshore Wind | Generation | GWh | 304.7983 | 304.7983 | 304.7983 | 304.7983 | 304.7983 | 304.7983 | 304.7983
Case A Exploratory Policy Scenario - No Price Control | MA | Battery Storage | Battery Storage | Battery Storage | Generation | GWh | 3.742 | 72.072 | 61.4189 | 82.29 | 0.069032 | 103.3307 | 498.3147
Case A Exploratory Policy Scenario - No Price Control | MA | Other RE | Other RE | Other RE | Generation | GWh | 1984.5291 | 1842.0771 | 1842.0771 | 1842.0771 | 1842.0771 | 1842.0771 | 1842.0771
Case A Exploratory Policy Scenario - No Price Control | MA | Combined Cycle | New Combined Cycle | New Combined Cycle | Generation | GWh | 0 | 0 | 0 | 0 | 1587.7836 | 1587.7836 | 1587.7836
Case A Exploratory Policy Scenario - No Price Control | MA | Combustion Turbine | New Combustion Turbine | New Combustion Turbine | Generation | GWh | 0 | 0 | 0 | 0 | 0 | 0 | 0
Case A Exploratory Policy Scenario - No Price Control | MA | Other | New Other | New Other | Generation | GWh | 0 | 0 | 0 | 0 | 0 | 0 | 0
Case A Exploratory Policy Scenario - No Price Control | MA | Other RE | New Other RE | New Other RE | Generation | GWh | 0 | 0 | 0 | 0 | 0 | 0 | 0
Case A Exploratory Policy Scenario - No Price Control | MA | Solar PV | New Solar PV | New Solar PV | Generation | GWh | 0 | 0 | 0 | 0 | 0 | 8354.6733 | 14714.7249
Case A Exploratory Policy Scenario - No Price Control | MA | Onshore Wind | New Onshore Wind | New Onshore Wind | Generation | GWh | 0 | 0 | 0 | 0 | 0 | 0 | 0
Case A Exploratory Policy Scenario - No Price Control | MA | Offshore Wind | New Offshore Wind | New Offshore Wind | Generation | GWh | 3293.76 | 3293.76 | 3293.76 | 3293.76 | 3293.76 | 3293.76 | 3293.76
Case A Exploratory Policy Scenario - No Price Control | MA | Battery Storage | New Battery Storage | New Battery Storage | Generation | GWh | 659.5878 | 513.833 | 600.7355 | 552.7576 | 404.3683 | 864.1047 | 867.24
Case A Exploratory Policy Scenario - No Price Control | MA | Solar PV | New Solar PV | New Paired Solar PV | Generation | GWh | 0 | 0 | 0 | 0 | 3187.3154 | 3187.3154 | 9322.8761
Case A Exploratory Policy Scenario - No Price Control | MA | Battery Storage | New Battery Storage | New Paired Battery Storage | Generation | GWh | 0 | 0 | 0 | 0 | 804.5655 | 1360.3244 | 3982.4063
Case A Exploratory Policy Scenario - No Price Control | MA | Hydrogen | New Hydrogen | New H2 CC | Generation | GWh | 0 | 0 | 0 | 0 | 0 | 0 | 0
Case A Exploratory Policy Scenario - No Price Control | MA | Hydrogen | New Hydrogen | New H2 CT | Generation | GWh | 0 | 0 | 0 | 0 | 0 | 0 | 0
Case A Exploratory Policy Scenario - No Price Control | NH | Coal | Coal | Coal | Generation | GWh | 498.5778 | 0 | 0 | 0 | 0 | 0 | 0
Case A Exploratory Policy Scenario - No Price Control | NH | Coal with CCS | Coal with CCS | Coal with CCS | Generation | GWh | 0 | 0 | 0 | 0 | 0 | 0 | 0
Case A Exploratory Policy Scenario - No Price Control | NH | Combined Cycle | Combined Cycle | Combined Cycle | Generation | GWh | 918.6982 | 1396.7879 | 1405.8611 | 1979.4523 | 1486.4416 | 44.3955 | 0
Case A Exploratory Policy Scenario - No Price Control | NH | Combustion Turbine | Combustion Turbine | Combustion Turbine | Generation | GWh | 24.0368 | 24.082 | 22.2929 | 30.1819 | 22.9233 | 23.5069 | 17.6097
Case A Exploratory Policy Scenario - No Price Control | NH | Oil/Gas | Oil/Gas | Oil/Gas | Generation | GWh | 0 | 0 | 0 | 0 | 0 | 0 | 0
Case A Exploratory Policy Scenario - No Price Control | NH | Other | Other | Other | Generation | GWh | 0 | 0 | 0 | 0 | 0 | 0 | 0
Case A Exploratory Policy Scenario - No Price Control | NH | Nuclear | Nuclear | Nuclear | Generation | GWh | 10063.3808 | 10063.3808 | 10063.381 | 10063.3808 | 10063.3808 | 10063.3808 | 10063.3808
Case A Exploratory Policy Scenario - No Price Control | NH | Hydro | Hydro | Hydro | Generation | GWh | 1406.0808 | 1406.0808 | 1406.0808 | 1406.0808 | 1406.0808 | 1406.0808 | 1406.0807
Case A Exploratory Policy Scenario - No Price Control | NH | Solar PV | Solar PV | Solar PV | Generation | GWh | 232.8486 | 232.8486 | 232.8486 | 232.8486 | 232.8486 | 232.8486 | 232.8486
Case A Exploratory Policy Scenario - No Price Control | NH | Onshore Wind | Onshore Wind | Onshore Wind | Generation | GWh | 666.5463 | 666.5463 | 666.5463 | 666.5463 | 666.5463 | 666.5463 | 666.5463
Case A Exploratory Policy Scenario - No Price Control | NH | Battery Storage | Battery Storage | Battery Storage | Generation | GWh | 0 | 0 | 0 | 0 | 0 | 0 | 0
Case A Exploratory Policy Scenario - No Price Control | NH | Other RE | Other RE | Other RE | Generation | GWh | 531.5703 | 194.8465 | 194.8465 | 194.8465 | 194.8465 | 194.8465 | 194.8465
Case A Exploratory Policy Scenario - No Price Control | NH | Combined Cycle | New Combined Cycle | New Combined Cycle | Generation | GWh | 0 | 0 | 0 | 0 | 0 | 0 | 0
Case A Exploratory Policy Scenario - No Price Control | NH | Combustion Turbine | New Combustion Turbine | New Combustion Turbine | Generation | GWh | 0 | 0 | 0 | 0 | 0 | 0 | 0
Case A Exploratory Policy Scenario - No Price Control | NH | Other | New Other | New Other | Generation | GWh | 0 | 0 | 0 | 0 | 0 | 0 | 0
Case A Exploratory Policy Scenario - No Price Control | NH | Other RE | New Other RE | New Other RE | Generation | GWh | 0 | 0 | 0 | 0 | 0 | 0 | 0
Case A Exploratory Policy Scenario - No Price Control | NH | Solar PV | New Solar PV | New Solar PV | Generation | GWh | 0 | 0 | 0 | 0 | 0 | 0 | 0
Case A Exploratory Policy Scenario - No Price Control | NH | Onshore Wind | New Onshore Wind | New Onshore Wind | Generation | GWh | 0 | 0 | 0 | 0 | 0 | 0 | 0
Case A Exploratory Policy Scenario - No Price Control | NH | Offshore Wind | New Offshore Wind | New Offshore Wind | Generation | GWh | 0 | 0 | 0 | 0 | 0 | 0 | 0
Case A Exploratory Policy Scenario - No Price Control | NH | Battery Storage | New Battery Storage | New Battery Storage | Generation | GWh | 0 | 0 | 0 | 0 | 0 | 0 | 0
Case A Exploratory Policy Scenario - No Price Control | NH | Solar PV | New Solar PV | New Paired Solar PV | Generation | GWh | 0 | 0 | 0 | 0 | 0 | 0 | 0
Case A Exploratory Policy Scenario - No Price Control | NH | Battery Storage | New Battery Storage | New Paired Battery Storage | Generation | GWh | 0 | 0 | 0 | 0 | 0 | 0 | 0
Case A Exploratory Policy Scenario - No Price Control | NH | Hydrogen | New Hydrogen | New H2 CC | Generation | GWh | 0 | 0 | 0 | 0 | 0 | 0 | 0
Case A Exploratory Policy Scenario - No Price Control | NH | Hydrogen | New Hydrogen | New H2 CT | Generation | GWh | 0 | 0 | 0 | 0 | 0 | 0 | 0
Case A Exploratory Policy Scenario - No Price Control | NJ | Coal | Coal | Coal | Generation | GWh | 0 | 0 | 0 | 0 | 0 | 0 | 0
Case A Exploratory Policy Scenario - No Price Control | NJ | Coal with CCS | Coal with CCS | Coal with CCS | Generation | GWh | 0 | 0 | 0 | 0 | 0 | 0 | 0
Case A Exploratory Policy Scenario - No Price Control | NJ | Combined Cycle | Combined Cycle | Combined Cycle | Generation | GWh | 6843.802 | 4877.4489 | 4375.5279 | 3892.7849 | 5140.6779 | 5988.2192 | 1865.9311
Case A Exploratory Policy Scenario - No Price Control | NJ | Combustion Turbine | Combustion Turbine | Combustion Turbine | Generation | GWh | 31.3518 | 18.3448 | 23.3668 | 19.2434 | 25.9754 | 27.3509 | 172.5614
Case A Exploratory Policy Scenario - No Price Control | NJ | Oil/Gas | Oil/Gas | Oil/Gas | Generation | GWh | 0 | 0.72778 | 0.72778 | 0.72778 | 0.72778 | 0.92877 | 0.72778
Case A Exploratory Policy Scenario - No Price Control | NJ | Other | Other | Other | Generation | GWh | 0 | 0 | 0 | 0 | 0 | 0 | 0
Case A Exploratory Policy Scenario - No Price Control | NJ | Nuclear | Nuclear | Nuclear | Generation | GWh | 27397.7464 | 27397.7464 | 27397.746 | 27397.7464 | 17473.7591 | 17473.7591 | 17473.7591
Case A Exploratory Policy Scenario - No Price Control | NJ | Hydro | Hydro | Hydro | Generation | GWh | 201.2741 | 183.2767 | 225.0032 | 135.0371 | 105.3231 | 136.1813 | 291.4472
Case A Exploratory Policy Scenario - No Price Control | NJ | Solar PV | Solar PV | Solar PV | Generation | GWh | 2946.8438 | 3665.5182 | 3665.5182 | 3665.5182 | 3665.5182 | 3665.5182 | 3665.5182
Case A Exploratory Policy Scenario - No Price Control | NJ | Onshore Wind | Onshore Wind | Onshore Wind | Generation | GWh | 25.399 | 25.399 | 25.399 | 25.399 | 25.399 | 25.399 | 25.399
Case A Exploratory Policy Scenario - No Price Control | NJ | Battery Storage | Battery Storage | Battery Storage | Generation | GWh | 69.5566 | 139.1379 | 148.6827 | 80.0646 | 26.0573 | 66.0704 | 174.6894
Case A Exploratory Policy Scenario - No Price Control | NJ | Other RE | Other RE | Other RE | Generation | GWh | 1721.6557 | 1715.9571 | 1714.7411 | 1678.9651 | 1678.9651 | 1678.9651 | 1678.9651
Case A Exploratory Policy Scenario - No Price Control | NJ | Combined Cycle | New Combined Cycle | New Combined Cycle | Generation | GWh | 0 | 0 | 0 | 0 | 0 | 0 | 0
Case A Exploratory Policy Scenario - No Price Control | NJ | Combustion Turbine | New Combustion Turbine | New Combustion Turbine | Generation | GWh | 0 | 0 | 0.145 | 0.145 | 0.145 | 0.145 | 2.275
Case A Exploratory Policy Scenario - No Price Control | NJ | Other | New Other | New Other | Generation | GWh | 0 | 0 | 0 | 0 | 0 | 0 | 0
Case A Exploratory Policy Scenario - No Price Control | NJ | Other RE | New Other RE | New Other RE | Generation | GWh | 0 | 0 | 0 | 0 | 0 | 0 | 0
Case A Exploratory Policy Scenario - No Price Control | NJ | Solar PV | New Solar PV | New Solar PV | Generation | GWh | 0 | 0 | 0 | 0 | 0 | 0 | 7735.7173
Case A Exploratory Policy Scenario - No Price Control | NJ | Onshore Wind | New Onshore Wind | New Onshore Wind | Generation | GWh | 0 | 0 | 0 | 0 | 0 | 0 | 0
Case A Exploratory Policy Scenario - No Price Control | NJ | Offshore Wind | New Offshore Wind | New Offshore Wind | Generation | GWh | 0 | 0 | 4726.5456 | 20133.108 | 20133.108 | 20133.108 | 20133.108
Case A Exploratory Policy Scenario - No Price Control | NJ | Battery Storage | New Battery Storage | New Battery Storage | Generation | GWh | 1546.9571 | 1546.9571 | 1546.9571 | 1526.7314 | 1546.9571 | 1546.9571 | 1546.9571
Case A Exploratory Policy Scenario - No Price Control | NJ | Solar PV | New Solar PV | New Paired Solar PV | Generation | GWh | 0 | 0 | 0 | 0 | 0 | 0 | 4671.3203
Case A Exploratory Policy Scenario - No Price Control | NJ | Battery Storage | New Battery Storage | New Paired Battery Storage | Generation | GWh | 0 | 0 | 0 | 0 | 0 | 0 | 1977.3091
Case A Exploratory Policy Scenario - No Price Control | NJ | Hydrogen | New Hydrogen | New H2 CC | Generation | GWh | 0 | 0 | 0 | 0 | 0 | 0 | 0
Case A Exploratory Policy Scenario - No Price Control | NJ | Hydrogen | New Hydrogen | New H2 CT | Generation | GWh | 0 | 0 | 0 | 0 | 0 | 0 | 0
Case A Exploratory Policy Scenario - No Price Control | NY | Coal | Coal | Coal | Generation | GWh | 0 | 0 | 0 | 0 | 0 | 0 | 0
Case A Exploratory Policy Scenario - No Price Control | NY | Coal with CCS | Coal with CCS | Coal with CCS | Generation | GWh | 0 | 0 | 0 | 0 | 0 | 0 | 0
Case A Exploratory Policy Scenario - No Price Control | NY | Combined Cycle | Combined Cycle | Combined Cycle | Generation | GWh | 39040.7795 | 33347.4729 | 26691.028 | 26946.9406 | 30924.4461 | 30362.6823 | 26141.691
Case A Exploratory Policy Scenario - No Price Control | NY | Combustion Turbine | Combustion Turbine | Combustion Turbine | Generation | GWh | 2364.215 | 386.6625 | 819.1859 | 768.993 | 735.1281 | 701.6015 | 831.8499
Case A Exploratory Policy Scenario - No Price Control | NY | Oil/Gas | Oil/Gas | Oil/Gas | Generation | GWh | 7332.7073 | 1665.4902 | 1862.4014 | 2161.0831 | 1501.4156 | 2243.5715 | 2779.5294
Case A Exploratory Policy Scenario - No Price Control | NY | Other | Other | Other | Generation | GWh | 882.06 | 1314 | 1314 | 1314 | 1314 | 1314 | 1309.2
Case A Exploratory Policy Scenario - No Price Control | NY | Nuclear | Nuclear | Nuclear | Generation | GWh | 25691.8938 | 25828.0803 | 25690.093 | 26359.1174 | 25831.3439 | 25823.4705 | 25941.5591
Case A Exploratory Policy Scenario - No Price Control | NY | Hydro | Hydro | Hydro | Generation | GWh | 27113.7673 | 27012.1808 | 27118.582 | 26874.1411 | 26613.3609 | 26950.3542 | 27074.8685
Case A Exploratory Policy Scenario - No Price Control | NY | Solar PV | Solar PV | Solar PV | Generation | GWh | 14032.4445 | 15372.4773 | 14516.633 | 15893.5244 | 15885.6448 | 15105.3658 | 13828.9816
Case A Exploratory Policy Scenario - No Price Control | NY | Onshore Wind | Onshore Wind | Onshore Wind | Generation | GWh | 10418.8102 | 11986.5548 | 11873.233 | 12660.9409 | 12316.7605 | 12349.4593 | 12081.9799
Case A Exploratory Policy Scenario - No Price Control | NY | Offshore Wind | Offshore Wind | Offshore Wind | Generation | GWh | 575.5479 | 7592.6723 | 7369.298 | 7568.1801 | 7754.1354 | 7723.0369 | 7501.3383
Case A Exploratory Policy Scenario - No Price Control | NY | Battery Storage | Battery Storage | Battery Storage | Generation | GWh | 294.9152 | 1522.0048 | 1551.7634 | 1042.758 | 688.9096 | 887.1478 | 1083.9948
Case A Exploratory Policy Scenario - No Price Control | NY | Other RE | Other RE | Other RE | Generation | GWh | 1979.7744 | 2008.8913 | 1900.2271 | 1994.3729 | 2128.7221 | 1992.3334 | 1849.611
Case A Exploratory Policy Scenario - No Price Control | NY | Combined Cycle | New Combined Cycle | New Combined Cycle | Generation | GWh | 0 | 0 | 0 | 262.9592 | 1365.7262 | 2164.4159 | 4094.5114
Case A Exploratory Policy Scenario - No Price Control | NY | Combustion Turbine | New Combustion Turbine | New Combustion Turbine | Generation | GWh | 0 | 0 | 0 | 0 | 0 | 0 | 0
Case A Exploratory Policy Scenario - No Price Control | NY | Other | New Other | New Other | Generation | GWh | 0 | 0 | 0 | 0 | 0 | 0 | 0
Case A Exploratory Policy Scenario - No Price Control | NY | Other RE | New Other RE | New Other RE | Generation | GWh | 0 | 0 | 0 | 0 | 0 | 0 | 0
Case A Exploratory Policy Scenario - No Price Control | NY | Solar PV | New Solar PV | New Solar PV | Generation | GWh | 0 | 0 | 0 | 0 | 0 | 0 | 0
Case A Exploratory Policy Scenario - No Price Control | NY | Onshore Wind | New Onshore Wind | New Onshore Wind | Generation | GWh | 0 | 0 | 13575.103 | 13918.2462 | 13867.7682 | 13821.5352 | 41134.6603
Case A Exploratory Policy Scenario - No Price Control | NY | Offshore Wind | New Offshore Wind | New Offshore Wind | Generation | GWh | 0 | 0 | 0 | 0 | 0 | 0 | 0
Case A Exploratory Policy Scenario - No Price Control | NY | Battery Storage | New Battery Storage | New Battery Storage | Generation | GWh | 0 | 3667.0054 | 4177.4875 | 2805.4403 | 3525.0103 | 4043.7491 | 5326.2766
Case A Exploratory Policy Scenario - No Price Control | NY | Solar PV | New Solar PV | New Paired Solar PV | Generation | GWh | 0 | 0 | 0 | 0 | 0 | 1757.9508 | 8151.9373
Case A Exploratory Policy Scenario - No Price Control | NY | Battery Storage | New Battery Storage | New Paired Battery Storage | Generation | GWh | 0 | 0 | 0 | 0 | 0 | 612.6535 | 3853.7054
Case A Exploratory Policy Scenario - No Price Control | NY | Hydrogen | New Hydrogen | New H2 CC | Generation | GWh | 0 | 0 | 0 | 0 | 0 | 0 | 0
Case A Exploratory Policy Scenario - No Price Control | NY | Hydrogen | New Hydrogen | New H2 CT | Generation | GWh | 0 | 0 | 0 | 0 | 0 | 0 | 0
Case A Exploratory Policy Scenario - No Price Control | RI | Coal | Coal | Coal | Generation | GWh | 0 | 0 | 0 | 0 | 0 | 0 | 0
Case A Exploratory Policy Scenario - No Price Control | RI | Coal with CCS | Coal with CCS | Coal with CCS | Generation | GWh | 0 | 0 | 0 | 0 | 0 | 0 | 0
Case A Exploratory Policy Scenario - No Price Control | RI | Combined Cycle | Combined Cycle | Combined Cycle | Generation | GWh | 5555.4541 | 5958.8285 | 5279.5768 | 6035.0171 | 5553.9798 | 4143.7341 | 3009.3582
Case A Exploratory Policy Scenario - No Price Control | RI | Combustion Turbine | Combustion Turbine | Combustion Turbine | Generation | GWh | 45.182 | 45.182 | 46.9228 | 46.9228 | 45.182 | 45.8037 | 0.24012
Case A Exploratory Policy Scenario - No Price Control | RI | Oil/Gas | Oil/Gas | Oil/Gas | Generation | GWh | 0 | 0 | 0 | 0 | 0 | 0 | 0
Case A Exploratory Policy Scenario - No Price Control | RI | Other | Other | Other | Generation | GWh | 0 | 0 | 0 | 0 | 0 | 0 | 0
Case A Exploratory Policy Scenario - No Price Control | RI | Nuclear | Nuclear | Nuclear | Generation | GWh | 0 | 0 | 0 | 0 | 0 | 0 | 0
Case A Exploratory Policy Scenario - No Price Control | RI | Hydro | Hydro | Hydro | Generation | GWh | 8.3612 | 8.3612 | 8.3612 | 8.3612 | 8.3612 | 8.3612 | 8.3612
Case A Exploratory Policy Scenario - No Price Control | RI | Solar PV | Solar PV | Solar PV | Generation | GWh | 530.6188 | 530.6188 | 530.6188 | 530.6188 | 530.6188 | 530.6188 | 530.6188
Case A Exploratory Policy Scenario - No Price Control | RI | Onshore Wind | Onshore Wind | Onshore Wind | Generation | GWh | 140.4231 | 140.4231 | 140.4231 | 140.4231 | 140.4231 | 140.4231 | 140.4231
Case A Exploratory Policy Scenario - No Price Control | RI | Battery Storage | Battery Storage | Battery Storage | Generation | GWh | 0 | 0 | 0 | 0 | 0 | 0 | 0
Case A Exploratory Policy Scenario - No Price Control | RI | Other RE | Other RE | Other RE | Generation | GWh | 335.452 | 331.8232 | 331.8232 | 331.8232 | 331.8232 | 303.7912 | 321.452
Case A Exploratory Policy Scenario - No Price Control | RI | Combined Cycle | New Combined Cycle | New Combined Cycle | Generation | GWh | 0 | 0 | 0 | 0 | 0 | 0 | 0
Case A Exploratory Policy Scenario - No Price Control | RI | Combustion Turbine | New Combustion Turbine | New Combustion Turbine | Generation | GWh | 0 | 0 | 0 | 0 | 0 | 0 | 0
Case A Exploratory Policy Scenario - No Price Control | RI | Other | New Other | New Other | Generation | GWh | 0 | 0 | 0 | 0 | 0 | 0 | 0
Case A Exploratory Policy Scenario - No Price Control | RI | Other RE | New Other RE | New Other RE | Generation | GWh | 0 | 0 | 0 | 0 | 0 | 0 | 0
Case A Exploratory Policy Scenario - No Price Control | RI | Solar PV | New Solar PV | New Solar PV | Generation | GWh | 0 | 0 | 0 | 0 | 0 | 5722.0503 | 12466.3108
Case A Exploratory Policy Scenario - No Price Control | RI | Onshore Wind | New Onshore Wind | New Onshore Wind | Generation | GWh | 0 | 0 | 0 | 0 | 0 | 0 | 0
Case A Exploratory Policy Scenario - No Price Control | RI | Offshore Wind | New Offshore Wind | New Offshore Wind | Generation | GWh | 669.0993 | 1765.4554 | 1765.4554 | 1765.4554 | 1765.4554 | 1765.4554 | 1765.4554
Case A Exploratory Policy Scenario - No Price Control | RI | Battery Storage | New Battery Storage | New Battery Storage | Generation | GWh | 0 | 0 | 0 | 0 | 0 | 0 | 0
Case A Exploratory Policy Scenario - No Price Control | RI | Solar PV | New Solar PV | New Paired Solar PV | Generation | GWh | 0 | 0 | 0 | 0 | 0 | 1738.3546 | 4952.5172
Case A Exploratory Policy Scenario - No Price Control | RI | Battery Storage | New Battery Storage | New Paired Battery Storage | Generation | GWh | 0 | 0 | 0 | 0 | 0 | 736.2298 | 2097.4954
Case A Exploratory Policy Scenario - No Price Control | RI | Hydrogen | New Hydrogen | New H2 CC | Generation | GWh | 0 | 0 | 0 | 0 | 0 | 0 | 0
Case A Exploratory Policy Scenario - No Price Control | RI | Hydrogen | New Hydrogen | New H2 CT | Generation | GWh | 0 | 0 | 0 | 0 | 0 | 0 | 0
Case A Exploratory Policy Scenario - No Price Control | VT | Coal | Coal | Coal | Generation | GWh | 0 | 0 | 0 | 0 | 0 | 0 | 0
Case A Exploratory Policy Scenario - No Price Control | VT | Coal with CCS | Coal with CCS | Coal with CCS | Generation | GWh | 0 | 0 | 0 | 0 | 0 | 0 | 0
Case A Exploratory Policy Scenario - No Price Control | VT | Combined Cycle | Combined Cycle | Combined Cycle | Generation | GWh | 0 | 0 | 0 | 0 | 0 | 0 | 0
Case A Exploratory Policy Scenario - No Price Control | VT | Combustion Turbine | Combustion Turbine | Combustion Turbine | Generation | GWh | 1.231 | 0.79376 | 1.3205 | 1.1834 | 0 | 0 | 0
Case A Exploratory Policy Scenario - No Price Control | VT | Oil/Gas | Oil/Gas | Oil/Gas | Generation | GWh | 0 | 0 | 0 | 0 | 0 | 0 | 0
Case A Exploratory Policy Scenario - No Price Control | VT | Other | Other | Other | Generation | GWh | 0 | 0 | 0 | 0 | 0 | 0 | 0
Case A Exploratory Policy Scenario - No Price Control | VT | Nuclear | Nuclear | Nuclear | Generation | GWh | 0 | 0 | 0 | 0 | 0 | 0 | 0
Case A Exploratory Policy Scenario - No Price Control | VT | Hydro | Hydro | Hydro | Generation | GWh | 1267.8718 | 1267.8718 | 1267.8718 | 1267.8718 | 1267.8718 | 1267.8717 | 1267.8718
Case A Exploratory Policy Scenario - No Price Control | VT | Solar PV | Solar PV | Solar PV | Generation | GWh | 282.8155 | 463.9527 | 463.9527 | 463.9527 | 463.9527 | 463.9527 | 463.9527
Case A Exploratory Policy Scenario - No Price Control | VT | Onshore Wind | Onshore Wind | Onshore Wind | Generation | GWh | 462.3066 | 462.3066 | 462.3066 | 462.3066 | 458.8042 | 462.3066 | 462.3066
Case A Exploratory Policy Scenario - No Price Control | VT | Battery Storage | Battery Storage | Battery Storage | Generation | GWh | 0 | 0 | 0 | 0 | 0 | 0 | 0
Case A Exploratory Policy Scenario - No Price Control | VT | Other RE | Other RE | Other RE | Generation | GWh | 178.359 | 23.5331 | 23.5331 | 23.5332 | 23.5021 | 23.5331 | 23.5331
Case A Exploratory Policy Scenario - No Price Control | VT | Combined Cycle | New Combined Cycle | New Combined Cycle | Generation | GWh | 0 | 0 | 0 | 0 | 0 | 0 | 0
Case A Exploratory Policy Scenario - No Price Control | VT | Combustion Turbine | New Combustion Turbine | New Combustion Turbine | Generation | GWh | 0 | 0 | 0 | 0 | 0 | 0 | 0
Case A Exploratory Policy Scenario - No Price Control | VT | Other | New Other | New Other | Generation | GWh | 0 | 0 | 0 | 0 | 0 | 0 | 0
Case A Exploratory Policy Scenario - No Price Control | VT | Other RE | New Other RE | New Other RE | Generation | GWh | 0 | 0 | 0 | 0 | 0 | 0 | 0
Case A Exploratory Policy Scenario - No Price Control | VT | Solar PV | New Solar PV | New Solar PV | Generation | GWh | 0 | 0 | 0 | 0 | 0 | 0 | 0
Case A Exploratory Policy Scenario - No Price Control | VT | Onshore Wind | New Onshore Wind | New Onshore Wind | Generation | GWh | 0 | 0 | 14060.672 | 17447.5089 | 24474.1397 | 24474.1397 | 24474.1397
Case A Exploratory Policy Scenario - No Price Control | VT | Offshore Wind | New Offshore Wind | New Offshore Wind | Generation | GWh | 0 | 0 | 0 | 0 | 0 | 0 | 0
Case A Exploratory Policy Scenario - No Price Control | VT | Battery Storage | New Battery Storage | New Battery Storage | Generation | GWh | 0 | 0 | 0 | 0 | 0 | 0 | 0
Case A Exploratory Policy Scenario - No Price Control | VT | Solar PV | New Solar PV | New Paired Solar PV | Generation | GWh | 0 | 0 | 0 | 0 | 2136.7972 | 3462.8193 | 3462.8193
Case A Exploratory Policy Scenario - No Price Control | VT | Battery Storage | New Battery Storage | New Paired Battery Storage | Generation | GWh | 0 | 0 | 0 | 0 | 492.5788 | 723.7711 | 932.9533
Case A Exploratory Policy Scenario - No Price Control | VT | Hydrogen | New Hydrogen | New H2 CC | Generation | GWh | 0 | 0 | 0 | 0 | 0 | 0 | 0
Case A Exploratory Policy Scenario - No Price Control | VT | Hydrogen | New Hydrogen | New H2 CT | Generation | GWh | 0 | 0 | 0 | 0 | 0 | 0 | 0
Case A Exploratory Policy Scenario - No Price Control | NY | Imports | Imports Zone D (HQ) | 122739 | Generation | GWh | 10034.5591 | 10250.829 | 10154.576 | 10358.1931 | 10305.7365 | 10253.5307 | 10126.7824
Case A Exploratory Policy Scenario - No Price Control | NY | Imports | Imports Zone J (CHPE) | 122738 | Generation | GWh | 0 | 10307.1064 | 10166.764 | 10402.5 | 10391.7859 | 10390.8781 | 10311.6824
Case A Exploratory Policy Scenario - No Price Control | MA | Imports | Clean Energy Connect Import | 4390 | Generation | GWh | 0 | 10512 | 10512 | 10512 | 10512 | 10512 | 10016.6256
Case A Exploratory Policy Scenario - No Price Control | CT | Imports | Imports |  | Generation | GWh | 0 | 0 | 0 | 0 | 0 | 0 | 0
Case A Exploratory Policy Scenario - No Price Control | DE | Imports | Imports |  | Generation | GWh | 0 | 0 | 0 | 0 | 0 | 0 | 0
Case A Exploratory Policy Scenario - No Price Control | ME | Imports | Imports |  | Generation | GWh | 0 | 0 | 0 | 0 | 0 | 0 | 0
Case A Exploratory Policy Scenario - No Price Control | MD | Imports | Imports |  | Generation | GWh | 0 | 0 | 0 | 0 | 0 | 0 | 0
Case A Exploratory Policy Scenario - No Price Control | NH | Imports | Imports |  | Generation | GWh | 0 | 0 | 0 | 0 | 0 | 0 | 0
Case A Exploratory Policy Scenario - No Price Control | NJ | Imports | Imports |  | Generation | GWh | 0 | 0 | 0 | 0 | 0 | 0 | 0
Case A Exploratory Policy Scenario - No Price Control | RI | Imports | Imports |  | Generation | GWh | 0 | 0 | 0 | 0 | 0 | 0 | 0
Case A Exploratory Policy Scenario - No Price Control | VT | Imports | Imports |  | Generation | GWh | 0 | 0 | 0 | 0 | 0 | 0 | 0
Case A Exploratory Policy Scenario - No Price Control | 10-State Contributions | Imports | Imports Zone D (HQ) | 122739 | Generation | GWh | 10034.5591 | 10250.829 | 10154.576 | 10358.1931 | 10305.7365 | 10253.5307 | 10126.7824
Case A Exploratory Policy Scenario - No Price Control | 10-State Contributions | Imports | Imports Zone J (CHPE) | 122738 | Generation | GWh | 0 | 10307.1064 | 10166.764 | 10402.5 | 10391.7859 | 10390.8781 | 10311.6824
Case A Exploratory Policy Scenario - No Price Control | 10-State Contributions | Imports | Clean Energy Connect Import | 4390 | Generation | GWh | 0 | 10512 | 10512 | 10512 | 10512 | 10512 | 10016.6256
Case | State/Region | Technology Aggregate | Technology Type | Technology Sub-Type | Metric | Units | 2025 | 2028 | 2030 | 2032 | 2035 | 2037 | 2040
Case A Exploratory Policy Scenario - No Price Control | 10-State Contributions | Coal | Coal | Coal | Capacity | MW | 2214 | 0 | 0 | 0 | 0 | 0 | 0
Case A Exploratory Policy Scenario - No Price Control | 10-State Contributions | Coal with CCS | Coal with CCS | Coal with CCS | Capacity | MW | 0 | 0 | 0 | 0 | 0 | 0 | 0
Case A Exploratory Policy Scenario - No Price Control | 10-State Contributions | Combined Cycle | Combined Cycle | Combined Cycle | Capacity | MW | 35911 | 35800 | 35800 | 35798 | 35795 | 35795 | 35795
Case A Exploratory Policy Scenario - No Price Control | 10-State Contributions | Combustion Turbine | Combustion Turbine | Combustion Turbine | Capacity | MW | 11900 | 11106 | 11106 | 11106 | 11106 | 11106 | 11097
Case A Exploratory Policy Scenario - No Price Control | 10-State Contributions | Oil/Gas | Oil/Gas | Oil/Gas | Capacity | MW | 17974 | 11169 | 11085 | 11085 | 11085 | 10955 | 7575
Case A Exploratory Policy Scenario - No Price Control | 10-State Contributions | Other | Other | Other | Capacity | MW | 156 | 156 | 156 | 156 | 156 | 156 | 156
Case A Exploratory Policy Scenario - No Price Control | 10-State Contributions | Nuclear | Nuclear | Nuclear | Capacity | MW | 11926 | 11926 | 11926 | 11926 | 10752 | 10752 | 10752
Case A Exploratory Policy Scenario - No Price Control | 10-State Contributions | Hydro | Hydro | Hydro | Capacity | MW | 10287 | 10287 | 10287 | 10287 | 10287 | 10287 | 10287
Case A Exploratory Policy Scenario - No Price Control | 10-State Contributions | Solar PV | Solar PV | Solar PV | Capacity | MW | 15065 | 16329 | 16329 | 16329 | 16329 | 16329 | 16329
Case A Exploratory Policy Scenario - No Price Control | 10-State Contributions | Onshore Wind | Onshore Wind | Onshore Wind | Capacity | MW | 5857 | 5857 | 5857 | 5857 | 5857 | 5857 | 5857
Case A Exploratory Policy Scenario - No Price Control | 10-State Contributions | Offshore Wind | Offshore Wind | Offshore Wind | Capacity | MW | 136 | 1876 | 1876 | 1876 | 1876 | 1876 | 1876
Case A Exploratory Policy Scenario - No Price Control | 10-State Contributions | Battery Storage | Battery Storage | Battery Storage | Capacity | MW | 1166 | 3154 | 3154 | 3154 | 3154 | 3154 | 3154
Case A Exploratory Policy Scenario - No Price Control | 10-State Contributions | Other RE | Other RE | Other RE | Capacity | MW | 2220 | 1216 | 1209 | 1201 | 1201 | 1201 | 1201
Case A Exploratory Policy Scenario - No Price Control | 10-State Contributions | Combined Cycle | New Combined Cycle | New Combined Cycle | Capacity | MW | 0 | 0 | 0 | 75 | 843 | 1071 | 1622
Case A Exploratory Policy Scenario - No Price Control | 10-State Contributions | Combustion Turbine | New Combustion Turbine | New Combustion Turbine | Capacity | MW | 0 | 0 | 156 | 156 | 156 | 156 | 156
Case A Exploratory Policy Scenario - No Price Control | 10-State Contributions | Other | New Other | New Other | Capacity | MW | 0 | 0 | 0 | 0 | 0 | 0 | 0
Case A Exploratory Policy Scenario - No Price Control | 10-State Contributions | Other RE | New Other RE | New Other RE | Capacity | MW | 0 | 0 | 0 | 59 | 59 | 59 | 59
Case A Exploratory Policy Scenario - No Price Control | 10-State Contributions | Solar PV | New Solar PV | New Solar PV | Capacity | MW | 0 | 0 | 0 | 0 | 0 | 10495 | 24152
Case A Exploratory Policy Scenario - No Price Control | 10-State Contributions | Onshore Wind | New Onshore Wind | New Onshore Wind | Capacity | MW | 0 | 845 | 9818 | 10685 | 12540 | 12901 | 21589
Case A Exploratory Policy Scenario - No Price Control | 10-State Contributions | Offshore Wind | New Offshore Wind | New Offshore Wind | Capacity | MW | 1545 | 2602 | 3750 | 7492 | 7492 | 7492 | 7492
Case A Exploratory Policy Scenario - No Price Control | 10-State Contributions | Battery Storage | New Battery Storage | New Battery Storage | Capacity | MW | 3153 | 9032 | 9801 | 11747 | 12491 | 12491 | 12491
Case A Exploratory Policy Scenario - No Price Control | 10-State Contributions | Solar PV | New Solar PV | New Paired Solar PV | Capacity | MW | 0 | 0 | 0 | 0 | 5255 | 7801 | 24177
Case A Exploratory Policy Scenario - No Price Control | 10-State Contributions | Battery Storage | New Battery Storage | New Paired Battery Storage | Capacity | MW | 0 | 0 | 0 | 0 | 3153 | 4681 | 14841
Case A Exploratory Policy Scenario - No Price Control | 10-State Contributions | Hydrogen | New Hydrogen | New H2 CC | Capacity | MW | 0 | 0 | 0 | 0 | 0 | 0 | 0
Case A Exploratory Policy Scenario - No Price Control | 10-State Contributions | Hydrogen | New Hydrogen | New H2 CT | Capacity | MW | 0 | 0 | 0 | 0 | 0 | 0 | 0
Case A Exploratory Policy Scenario - No Price Control | 10-State Contributions | Retire Coal | Retire Coal | Retire Coal | Capacity | MW | 0 | 1794 | 519 | 519 | 519 | 519 | 519
Case A Exploratory Policy Scenario - No Price Control | 10-State Contributions | Retire Combined Cycle | Retire Combined Cycle | Retire Combined Cycle | Capacity | MW | 0 | 36 | 36 | 36 | 36 | 36 | 36
Case A Exploratory Policy Scenario - No Price Control | 10-State Contributions | Retire Combustion Turbine | Retire Combustion Turbine | Retire Combustion Turbine | Capacity | MW | 0 | 0 | 0 | 0 | 0 | 0 | 9
Case A Exploratory Policy Scenario - No Price Control | 10-State Contributions | Retire Oil/Gas | Retire Oil/Gas | Retire Oil/Gas | Capacity | MW | 0 | 6012 | 6096 | 6096 | 6096 | 6226 | 9606
Case A Exploratory Policy Scenario - No Price Control | 10-State Contributions | Retire Other | Retire Other | Retire Other | Capacity | MW | 0 | 1004 | 1011 | 1019 | 1019 | 1019 | 1019
Case A Exploratory Policy Scenario - No Price Control | 10-State Contributions | Retire Nuclear | Retire Nuclear | Retire Nuclear | Capacity | MW | 0 | 0 | 0 | 0 | 1174 | 1174 | 1174
Case A Exploratory Policy Scenario - No Price Control | 10-State Contributions | Coal | Coal | Coal | Generation | GWh | 778 | 0 | 0 | 0 | 0 | 0 | 0
Case A Exploratory Policy Scenario - No Price Control | 10-State Contributions | Coal with CCS | Coal with CCS | Coal with CCS | Generation | GWh | 0 | 0 | 0 | 0 | 0 | 0 | 0
Case A Exploratory Policy Scenario - No Price Control | 10-State Contributions | Combined Cycle | Combined Cycle | Combined Cycle | Generation | GWh | 83617 | 76309 | 57593 | 62276 | 61753 | 54359 | 35347
Case A Exploratory Policy Scenario - No Price Control | 10-State Contributions | Combustion Turbine | Combustion Turbine | Combustion Turbine | Generation | GWh | 2791 | 844 | 1344 | 1345 | 1168 | 1176 | 1274
Case A Exploratory Policy Scenario - No Price Control | 10-State Contributions | Oil/Gas | Oil/Gas | Oil/Gas | Generation | GWh | 7550 | 1979 | 2192 | 2495 | 1789 | 2580 | 2956
Case A Exploratory Policy Scenario - No Price Control | 10-State Contributions | Other | Other | Other | Generation | GWh | 931 | 1363 | 1363 | 1363 | 1363 | 1363 | 1358
Case A Exploratory Policy Scenario - No Price Control | 10-State Contributions | Nuclear | Nuclear | Nuclear | Generation | GWh | 94611 | 94747 | 94609 | 95278 | 84826 | 84818 | 84937
Case A Exploratory Policy Scenario - No Price Control | 10-State Contributions | Hydro | Hydro | Hydro | Generation | GWh | 36170 | 36010 | 36470 | 35998 | 35565 | 36386 | 36123
Case A Exploratory Policy Scenario - No Price Control | 10-State Contributions | Solar PV | Solar PV | Solar PV | Generation | GWh | 25714 | 28995 | 28187 | 29564 | 29555 | 28775 | 27337
Case A Exploratory Policy Scenario - No Price Control | 10-State Contributions | Onshore Wind | Onshore Wind | Onshore Wind | Generation | GWh | 16504 | 18300 | 18187 | 18974 | 18459 | 18401 | 17660
Case A Exploratory Policy Scenario - No Price Control | 10-State Contributions | Offshore Wind | Offshore Wind | Offshore Wind | Generation | GWh | 576 | 7593 | 7369 | 7568 | 7754 | 7723 | 7501
Case A Exploratory Policy Scenario - No Price Control | 10-State Contributions | Battery Storage | Battery Storage | Battery Storage | Generation | GWh | 369 | 1757 | 2017 | 1424 | 975 | 1436 | 2118
Case A Exploratory Policy Scenario - No Price Control | 10-State Contributions | Other RE | Other RE | Other RE | Generation | GWh | 10474 | 8974 | 8693 | 8759 | 8840 | 8687 | 8581
Case A Exploratory Policy Scenario - No Price Control | 10-State Contributions | Combined Cycle | New Combined Cycle | New Combined Cycle | Generation | GWh | 0 | 0 | 0 | 263 | 2954 | 3752 | 5682
Case A Exploratory Policy Scenario - No Price Control | 10-State Contributions | Combustion Turbine | New Combustion Turbine | New Combustion Turbine | Generation | GWh | 0 | 0 | 4 | 4 | 4 | 25 | 70
Case A Exploratory Policy Scenario - No Price Control | 10-State Contributions | Other | New Other | New Other | Generation | GWh | 0 | 0 | 0 | 0 | 0 | 0 | 0
Case A Exploratory Policy Scenario - No Price Control | 10-State Contributions | Other RE | New Other RE | New Other RE | Generation | GWh | 0 | 0 | 0 | 343 | 343 | 343 | 343
Case A Exploratory Policy Scenario - No Price Control | 10-State Contributions | Solar PV | New Solar PV | New Solar PV | Generation | GWh | 0 | 0 | 0 | 0 | 0 | 22084 | 51160
Case A Exploratory Policy Scenario - No Price Control | 10-State Contributions | Onshore Wind | New Onshore Wind | New Onshore Wind | Generation | GWh | 0 | 4023 | 40683 | 44413 | 51389 | 52945 | 85607
Case A Exploratory Policy Scenario - No Price Control | 10-State Contributions | Offshore Wind | New Offshore Wind | New Offshore Wind | Generation | GWh | 4432 | 10441 | 15168 | 30574 | 30571 | 30574 | 30565
Case A Exploratory Policy Scenario - No Price Control | 10-State Contributions | Battery Storage | New Battery Storage | New Battery Storage | Generation | GWh | 4073 | 7737 | 8392 | 6872 | 6641 | 8148 | 9929
Case A Exploratory Policy Scenario - No Price Control | 10-State Contributions | Solar PV | New Solar PV | New Paired Solar PV | Generation | GWh | 0 | 0 | 0 | 0 | 10991 | 16288 | 49590
Case A Exploratory Policy Scenario - No Price Control | 10-State Contributions | Battery Storage | New Battery Storage | New Paired Battery Storage | Generation | GWh | 0 | 0 | 0 | 0 | 2884 | 5748 | 21093
Case A Exploratory Policy Scenario - No Price Control | 10-State Contributions | Hydrogen | New Hydrogen | New H2 CC | Generation | GWh | 0 | 0 | 0 | 0 | 0 | 0 | 0
Case A Exploratory Policy Scenario - No Price Control | 10-State Contributions | Hydrogen | New Hydrogen | New H2 CT | Generation | GWh | 0 | 0 | 0 | 0 | 0 | 0 | 0
Case | State/Region | Technology Aggregate | Technology Type | Technology Sub-Type | Metric | Units | 2025 | 2028 | 2030 | 2032 | 2035 | 2037 | 2040
Case A Exploratory Policy Scenario - No Price Control | ISONE | Coal | Coal | Coal | Capacity | MW | 519 | - | - | - | - | - | -
Case A Exploratory Policy Scenario - No Price Control | ISONE | Coal with CCS | Coal with CCS | Coal with CCS | Capacity | MW | - | - | - | - | - | - | -
Case A Exploratory Policy Scenario - No Price Control | ISONE | Combined Cycle | Combined Cycle | Combined Cycle | Capacity | MW | 13800 | 13725 | 13725 | 13725 | 13725 | 13725 | 13725
Case A Exploratory Policy Scenario - No Price Control | ISONE | Combustion Turbine | Combustion Turbine | Combustion Turbine | Capacity | MW | 3396 | 3240 | 3240 | 3240 | 3240 | 3240 | 3235
Case A Exploratory Policy Scenario - No Price Control | ISONE | Oil/Gas | Oil/Gas | Oil/Gas | Capacity | MW | 4048 | 1139 | 1139 | 1139 | 1139 | 1139 | 900
Case A Exploratory Policy Scenario - No Price Control | ISONE | Other | Other | Other | Capacity | MW | 6 | 6 | 6 | 6 | 6 | 6 | 6
Case A Exploratory Policy Scenario - No Price Control | ISONE | Nuclear | Nuclear | Nuclear | Capacity | MW | 3348 | 3348 | 3348 | 3348 | 3348 | 3348 | 3348
Case A Exploratory Policy Scenario - No Price Control | ISONE | Hydro | Hydro | Hydro | Capacity | MW | 3611 | 3611 | 3611 | 3611 | 3611 | 3611 | 3611
Case A Exploratory Policy Scenario - No Price Control | ISONE | Solar PV | Solar PV | Solar PV | Capacity | MW | 2843 | 2933 | 2933 | 2933 | 2933 | 2933 | 2933
Case A Exploratory Policy Scenario - No Price Control | ISONE | Onshore Wind | Onshore Wind | Onshore Wind | Capacity | MW | 1782 | 1782 | 1782 | 1782 | 1782 | 1782 | 1782
Case A Exploratory Policy Scenario - No Price Control | ISONE | Battery Storage | Battery Storage | Battery Storage | Capacity | MW | 599 | 1461 | 1461 | 1461 | 1461 | 1461 | 1461
Case A Exploratory Policy Scenario - No Price Control | ISONE | Other RE | Other RE | Other RE | Capacity | MW | 1286 | 596 | 589 | 589 | 589 | 589 | 589
Case A Exploratory Policy Scenario - No Price Control | ISONE | Combined Cycle | New Combined Cycle | New Combined Cycle | Capacity | MW | - | - | - | - | 453 | 453 | 453
Case A Exploratory Policy Scenario - No Price Control | ISONE | Combustion Turbine | New Combustion Turbine | New Combustion Turbine | Capacity | MW | - | - | - | - | - | - | -
Case A Exploratory Policy Scenario - No Price Control | ISONE | Other | New Other | New Other | Capacity | MW | - | - | - | - | - | - | -
Case A Exploratory Policy Scenario - No Price Control | ISONE | Other RE | New Other RE | New Other RE | Capacity | MW | - | - | - | 59 | 59 | 59 | 59
Case A Exploratory Policy Scenario - No Price Control | ISONE | Solar PV | New Solar PV | New Solar PV | Capacity | MW | - | - | - | - | - | 6716 | 14035
Case A Exploratory Policy Scenario - No Price Control | ISONE | Onshore Wind | New Onshore Wind | New Onshore Wind | Capacity | MW | - | 845 | 5414 | 6281 | 8136 | 8497 | 9685
Case A Exploratory Policy Scenario - No Price Control | ISONE | Offshore Wind | New Offshore Wind | New Offshore Wind | Capacity | MW | 1545 | 1545 | 1545 | 1545 | 1545 | 1545 | 1545
Case A Exploratory Policy Scenario - No Price Control | ISONE | Battery Storage | New Battery Storage | New Battery Storage | Capacity | MW | 594 | 594 | 594 | 594 | 594 | 594 | 594
Case A Exploratory Policy Scenario - No Price Control | ISONE | Solar PV | New Solar PV | New Paired Solar PV | Capacity | MW | - | - | - | - | 2616 | 4115 | 8661
Case A Exploratory Policy Scenario - No Price Control | ISONE | Battery Storage | New Battery Storage | New Paired Battery Storage | Capacity | MW | - | - | - | - | 1570 | 2469 | 5197
Case A Exploratory Policy Scenario - No Price Control | ISONE | Hydrogen | New Hydrogen | New H2 CC | Capacity | MW | - | - | - | - | - | - | -
Case A Exploratory Policy Scenario - No Price Control | ISONE | Hydrogen | New Hydrogen | New H2 CT | Capacity | MW | - | - | - | - | - | - | -
Case A Exploratory Policy Scenario - No Price Control | ISONE | Retire Coal | Retire Coal | Retire Coal | Capacity | MW | - | 519 | 519 | 519 | 519 | 519 | 519
Case A Exploratory Policy Scenario - No Price Control | ISONE | Retire Combined Cycle | Retire Combined Cycle | Retire Combined Cycle | Capacity | MW | - | - | - | - | - | - | -
Case A Exploratory Policy Scenario - No Price Control | ISONE | Retire Combustion Turbine | Retire Combustion Turbine | Retire Combustion Turbine | Capacity | MW | - | - | - | - | - | - | 6
Case A Exploratory Policy Scenario - No Price Control | ISONE | Retire Oil/Gas | Retire Oil/Gas | Retire Oil/Gas | Capacity | MW | - | 2792 | 2792 | 2792 | 2792 | 2792 | 3031
Case A Exploratory Policy Scenario - No Price Control | ISONE | Retire Other | Retire Other | Retire Other | Capacity | MW | - | 690 | 697 | 697 | 697 | 697 | 697
Case A Exploratory Policy Scenario - No Price Control | ISONE | Retire Nuclear | Retire Nuclear | Retire Nuclear | Capacity | MW | - | - | - | - | - | - | -
Case A Exploratory Policy Scenario - No Price Control | ISONE | Coal | Coal | Coal | Generation | GWh | 499 | - | - | - | - | - | -
Case A Exploratory Policy Scenario - No Price Control | ISONE | Coal with CCS | Coal with CCS | Coal with CCS | Generation | GWh | - | - | - | - | - | - | -
Case A Exploratory Policy Scenario - No Price Control | ISONE | Combined Cycle | Combined Cycle | Combined Cycle | Generation | GWh | 34730 | 36157 | 24602 | 28270 | 22400 | 16282 | 7102
Case A Exploratory Policy Scenario - No Price Control | ISONE | Combustion Turbine | Combustion Turbine | Combustion Turbine | Generation | GWh | 360 | 414 | 473 | 522 | 383 | 417 | 235
Case A Exploratory Policy Scenario - No Price Control | ISONE | Oil/Gas | Oil/Gas | Oil/Gas | Generation | GWh | 139 | 235 | 253 | 252 | 206 | 254 | 153
Case A Exploratory Policy Scenario - No Price Control | ISONE | Other | Other | Other | Generation | GWh | 49 | 49 | 49 | 49 | 49 | 49 | 49
Case A Exploratory Policy Scenario - No Price Control | ISONE | Nuclear | Nuclear | Nuclear | Generation | GWh | 26725 | 26725 | 26725 | 26725 | 26725 | 26725 | 26725
Case A Exploratory Policy Scenario - No Price Control | ISONE | Hydro | Hydro | Hydro | Generation | GWh | 7040 | 7000 | 7312 | 7173 | 7032 | 7484 | 6941
Case A Exploratory Policy Scenario - No Price Control | ISONE | Solar PV | Solar PV | Solar PV | Generation | GWh | 5936 | 6227 | 6227 | 6227 | 6225 | 6225 | 6064
Case A Exploratory Policy Scenario - No Price Control | ISONE | Onshore Wind | Onshore Wind | Onshore Wind | Generation | GWh | 5348 | 5528 | 5528 | 5528 | 5357 | 5266 | 4793
Case A Exploratory Policy Scenario - No Price Control | ISONE | Battery Storage | Battery Storage | Battery Storage | Generation | GWh | 4 | 93 | 313 | 298 | 259 | 481 | 851
Case A Exploratory Policy Scenario - No Price Control | ISONE | Other RE | Other RE | Other RE | Generation | GWh | 6029 | 4611 | 4439 | 4447 | 4391 | 4370 | 4401
Case A Exploratory Policy Scenario - No Price Control | ISONE | Combined Cycle | New Combined Cycle | New Combined Cycle | Generation | GWh | - | - | - | - | 1588 | 1588 | 1588
Case A Exploratory Policy Scenario - No Price Control | ISONE | Combustion Turbine | New Combustion Turbine | New Combustion Turbine | Generation | GWh | - | - | - | - | - | - | -
Case A Exploratory Policy Scenario - No Price Control | ISONE | Other | New Other | New Other | Generation | GWh | 0 | 0 | 0 | 0 | 0 | 0 | 0
Case A Exploratory Policy Scenario - No Price Control | ISONE | Other RE | New Other RE | New Other RE | Generation | GWh | 0 | 0 | 0 | 342.7584 | 342.7584 | 342.7584 | 342.7584
Case A Exploratory Policy Scenario - No Price Control | ISONE | Solar PV | New Solar PV | New Solar PV | Generation | GWh | 0 | 0 | 0 | 0 | 0 | 14076.7237 | 29593.9071
Case A Exploratory Policy Scenario - No Price Control | ISONE | Onshore Wind | New Onshore Wind | New Onshore Wind | Generation | GWh | 0 | 4022.6134 | 24225.238 | 27612.0742 | 34638.7051 | 36240.6983 | 41589.5822
Case A Exploratory Policy Scenario - No Price Control | ISONE | Offshore Wind | New Offshore Wind | New Offshore Wind | Generation | GWh | 4432.3851 | 6361.9718 | 6361.9718 | 6361.9718 | 6358.2774 | 6361.5822 | 6352.6938
Case A Exploratory Policy Scenario - No Price Control | ISONE | Battery Storage | New Battery Storage | New Battery Storage | Generation | GWh | 659.5878 | 513.833 | 600.7355 | 552.7576 | 404.3683 | 864.1047 | 867.24
Case A Exploratory Policy Scenario - No Price Control | ISONE | Solar PV | New Solar PV | New Paired Solar PV | Generation | GWh | 0 | 0 | 0 | 0 | 5324.1125 | 8388.4893 | 17738.2127
Case A Exploratory Policy Scenario - No Price Control | ISONE | Battery Storage | New Battery Storage | New Paired Battery Storage | Generation | GWh | 0 | 0 | 0 | 0 | 1297.1443 | 2820.3253 | 7012.855
Case A Exploratory Policy Scenario - No Price Control | ISONE | Hydrogen | New Hydrogen | New H2 CC | Generation | GWh | 0 | 0 | 0 | 0 | 0 | 0 | 0
Case A Exploratory Policy Scenario - No Price Control | ISONE | Hydrogen | New Hydrogen | New H2 CT | Generation | GWh | 0 | 0 | 0 | 0 | 0 | 0 | 0
Case | State/Region | Technology Aggregate | Technology Type | Technology Sub-Type | Metric | Units | 2025 | 2028 | 2030 | 2032 | 2035 | 2037 | 2040
Case A Exploratory Policy Scenario - No Price Control | RGGI PJM | Coal | Coal | Coal | Capacity | MW | 1695.497 | -2.2737e-13 | 0 | 0 | 0 | 0 | 0
Case A Exploratory Policy Scenario - No Price Control | RGGI PJM | Coal with CCS | Coal with CCS | Coal with CCS | Capacity | MW | 0 | 0 | 0 | 0 | 0 | 0 | 0
Case A Exploratory Policy Scenario - No Price Control | RGGI PJM | Combined Cycle | Combined Cycle | Combined Cycle | Capacity | MW | 10928.399 | 10928.399 | 10928.399 | 10926.9096 | 10926.9096 | 10926.9096 | 10926.9096
Case A Exploratory Policy Scenario - No Price Control | RGGI PJM | Combustion Turbine | Combustion Turbine | Combustion Turbine | Capacity | MW | 4430.88 | 4400.98 | 4400.98 | 4400.98 | 4400.98 | 4400.98 | 4400.98
Case A Exploratory Policy Scenario - No Price Control | RGGI PJM | Oil/Gas | Oil/Gas | Oil/Gas | Capacity | MW | 3064.6 | 2388.6 | 2388.6 | 2388.6 | 2388.6 | 2388.6 | 2388.6
Case A Exploratory Policy Scenario - No Price Control | RGGI PJM | Other | Other | Other | Capacity | MW | 0 | 0 | 0 | 0 | 0 | 0 | 0
Case A Exploratory Policy Scenario - No Price Control | RGGI PJM | Nuclear | Nuclear | Nuclear | Capacity | MW | 5244.1 | 5244.1 | 5244.1 | 5244.1 | 4070.1 | 4070.1 | 4070.1
Case A Exploratory Policy Scenario - No Price Control | RGGI PJM | Hydro | Hydro | Hydro | Capacity | MW | 971.28 | 971.28 | 971.28 | 971.28 | 971.28 | 971.28 | 971.28
Case A Exploratory Policy Scenario - No Price Control | RGGI PJM | Solar PV | Solar PV | Solar PV | Capacity | MW | 3131.83 | 3557.93 | 3557.93 | 3557.93 | 3557.93 | 3557.93 | 3557.93
Case A Exploratory Policy Scenario - No Price Control | RGGI PJM | Onshore Wind | Onshore Wind | Onshore Wind | Capacity | MW | 271 | 271 | 271 | 271 | 271 | 271 | 271
Case A Exploratory Policy Scenario - No Price Control | RGGI PJM | Battery Storage | Battery Storage | Battery Storage | Capacity | MW | 151.8 | 201.8 | 201.8 | 201.8 | 201.8 | 201.8 | 201.8
Case A Exploratory Policy Scenario - No Price Control | RGGI PJM | Other RE | Other RE | Other RE | Capacity | MW | 417.231 | 327.275 | 327.275 | 319.275 | 319.275 | 319.275 | 319.275
Case A Exploratory Policy Scenario - No Price Control | RGGI PJM | Combined Cycle | New Combined Cycle | New Combined Cycle | Capacity | MW | 0 | 0 | 0 | 0 | 0 | 0 | 0
Case A Exploratory Policy Scenario - No Price Control | RGGI PJM | Combustion Turbine | New Combustion Turbine | New Combustion Turbine | Capacity | MW | 0 | 0 | 155.975 | 155.975 | 155.975 | 155.975 | 155.975
Case A Exploratory Policy Scenario - No Price Control | RGGI PJM | Other | New Other | New Other | Capacity | MW | 0 | 0 | 0 | 0 | 0 | 0 | 0
Case A Exploratory Policy Scenario - No Price Control | RGGI PJM | Other RE | New Other RE | New Other RE | Capacity | MW | 0 | 0 | 0 | 0 | 0 | 0 | 0
Case A Exploratory Policy Scenario - No Price Control | RGGI PJM | Solar PV | New Solar PV | New Solar PV | Capacity | MW | 0 | 0 | 0 | 0 | 0 | 3779.0471 | 10116.1705
Case A Exploratory Policy Scenario - No Price Control | RGGI PJM | Onshore Wind | New Onshore Wind | New Onshore Wind | Capacity | MW | 0 | 0 | 678 | 678 | 678 | 678 | 678
Case A Exploratory Policy Scenario - No Price Control | RGGI PJM | Offshore Wind | New Offshore Wind | New Offshore Wind | Capacity | MW | 0 | 1056.8 | 2204.8 | 5946.8 | 5946.8 | 5946.8 | 5946.8
Case A Exploratory Policy Scenario - No Price Control | RGGI PJM | Battery Storage | New Battery Storage | New Battery Storage | Capacity | MW | 2558.5388 | 2558.5388 | 2558.5388 | 2558.5388 | 2558.5388 | 2558.5388 | 2558.5388
Case A Exploratory Policy Scenario - No Price Control | RGGI PJM | Solar PV | New Solar PV | New Paired Solar PV | Capacity | MW | 0 | 0 | 0 | 0 | 2638.7608 | 2859.7138 | 11116.916
Case A Exploratory Policy Scenario - No Price Control | RGGI PJM | Battery Storage | New Battery Storage | New Paired Battery Storage | Capacity | MW | 0 | 0 | 0 | 0 | 1583.2565 | 1715.8283 | 7004.7296
Case A Exploratory Policy Scenario - No Price Control | RGGI PJM | Hydrogen | New Hydrogen | New H2 CC | Capacity | MW | 0 | 0 | 0 | 0 | 0 | 0 | 0
Case A Exploratory Policy Scenario - No Price Control | RGGI PJM | Hydrogen | New Hydrogen | New H2 CT | Capacity | MW | 0 | 0 | 0 | 0 | 0 | 0 | 0
Case A Exploratory Policy Scenario - No Price Control | RGGI PJM | Retire Coal | Retire Coal | Retire Coal | Capacity | MW | 0 | 1275.497 | 0 | 0 | 0 | 0 | 0
Case A Exploratory Policy Scenario - No Price Control | RGGI PJM | Retire Combined Cycle | Retire Combined Cycle | Retire Combined Cycle | Capacity | MW | 0 | 0 | 0 | 0 | 0 | 0 | 0
Case A Exploratory Policy Scenario - No Price Control | RGGI PJM | Retire Combustion Turbine | Retire Combustion Turbine | Retire Combustion Turbine | Capacity | MW | 0 | 0 | 0 | 0 | 0 | 0 | 0
Case A Exploratory Policy Scenario - No Price Control | RGGI PJM | Retire Oil/Gas | Retire Oil/Gas | Retire Oil/Gas | Capacity | MW | 0 | 0 | 0 | 0 | 0 | 0 | 0
Case A Exploratory Policy Scenario - No Price Control | RGGI PJM | Retire Other | Retire Other | Retire Other | Capacity | MW | 0 | 89.956 | 89.956 | 97.956 | 97.956 | 97.956 | 97.956
Case A Exploratory Policy Scenario - No Price Control | RGGI PJM | Retire Nuclear | Retire Nuclear | Retire Nuclear | Capacity | MW | 0 | 0 | 0 | 0 | 1174 | 1174 | 1174
Case A Exploratory Policy Scenario - No Price Control | RGGI PJM | Coal | Coal | Coal | Generation | GWh | 279 | 0 | 0 | 0 | 0 | 0 | 0
Case A Exploratory Policy Scenario - No Price Control | RGGI PJM | Coal with CCS | Coal with CCS | Coal with CCS | Generation | GWh | 0 | 0 | 0 | 0 | 0 | 0 | 0
Case A Exploratory Policy Scenario - No Price Control | RGGI PJM | Combined Cycle | Combined Cycle | Combined Cycle | Generation | GWh | 9845.8744 | 6804.1181 | 6299.4334 | 7059.8783 | 8428.1656 | 7713.9387 | 2103.0473
Case A Exploratory Policy Scenario - No Price Control | RGGI PJM | Combustion Turbine | Combustion Turbine | Combustion Turbine | Generation | GWh | 66.9275 | 42.9706 | 51.7326 | 53.5698 | 49.9732 | 57.3883 | 207.0616
Case A Exploratory Policy Scenario - No Price Control | RGGI PJM | Oil/Gas | Oil/Gas | Oil/Gas | Generation | GWh | 77.7281 | 78.4559 | 76.1218 | 81.7348 | 81.7348 | 81.9358 | 22.8078
Case A Exploratory Policy Scenario - No Price Control | RGGI PJM | Other | Other | Other | Generation | GWh | 0 | 0 | 0 | 0 | 0 | 0 | 0
Case A Exploratory Policy Scenario - No Price Control | RGGI PJM | Nuclear | Nuclear | Nuclear | Generation | GWh | 42194.0549 | 42194.0549 | 42194.055 | 42194.0549 | 32270.0676 | 32270.0676 | 32270.0676
Case A Exploratory Policy Scenario - No Price Control | RGGI PJM | Hydro | Hydro | Hydro | Generation | GWh | 2016.265 | 1998.2676 | 2039.9941 | 1950.028 | 1920.314 | 1951.1722 | 2106.4381
Case A Exploratory Policy Scenario - No Price Control | RGGI PJM | Solar PV | Solar PV | Solar PV | Generation | GWh | 5745.2976 | 7395.561 | 7443.9853 | 7443.9853 | 7443.9853 | 7443.9853 | 7443.9853
Case A Exploratory Policy Scenario - No Price Control | RGGI PJM | Onshore Wind | Onshore Wind | Onshore Wind | Generation | GWh | 737.0804 | 785.4449 | 785.4449 | 785.4449 | 785.4449 | 785.4449 | 785.4449
Case A Exploratory Policy Scenario - No Price Control | RGGI PJM | Battery Storage | Battery Storage | Battery Storage | Generation | GWh | 70.4377 | 142.0554 | 152.227 | 83.6042 | 27.7748 | 67.8164 | 182.4802
Case A Exploratory Policy Scenario - No Price Control | RGGI PJM | Other RE | Other RE | Other RE | Generation | GWh | 2465.6604 | 2354.8349 | 2353.6189 | 2317.8429 | 2320.7265 | 2324.4645 | 2330.6856
Case A Exploratory Policy Scenario - No Price Control | RGGI PJM | Combined Cycle | New Combined Cycle | New Combined Cycle | Generation | GWh | 0 | 0 | 0 | 0 | 0 | 0 | 0
Case A Exploratory Policy Scenario - No Price Control | RGGI PJM | Combustion Turbine | New Combustion Turbine | New Combustion Turbine | Generation | GWh | 0 | 0 | 3.7684 | 3.7684 | 3.7684 | 24.9049 | 69.7608
Case A Exploratory Policy Scenario - No Price Control | RGGI PJM | Other | New Other | New Other | Generation | GWh | 0 | 0 | 0 | 0 | 0 | 0 | 0
Case A Exploratory Policy Scenario - No Price Control | RGGI PJM | Other RE | New Other RE | New Other RE | Generation | GWh | 0 | 0 | 0 | 0 | 0 | 0 | 0
Case A Exploratory Policy Scenario - No Price Control | RGGI PJM | Solar PV | New Solar PV | New Solar PV | Generation | GWh | 0 | 0 | 0 | 0 | 0 | 8006.8397 | 21566.2817
Case A Exploratory Policy Scenario - No Price Control | RGGI PJM | Onshore Wind | New Onshore Wind | New Onshore Wind | Generation | GWh | 0 | 0 | 2882.4308 | 2882.4308 | 2882.4308 | 2882.4308 | 2882.4308
Case A Exploratory Policy Scenario - No Price Control | RGGI PJM | Offshore Wind | New Offshore Wind | New Offshore Wind | Generation | GWh | 0 | 4079.1159 | 8805.6615 | 24212.2239 | 24212.2239 | 24212.2239 | 24212.2239
Case A Exploratory Policy Scenario - No Price Control | RGGI PJM | Battery Storage | New Battery Storage | New Battery Storage | Generation | GWh | 3413.5239 | 3555.8777 | 3614.2355 | 3514.182 | 2712.0332 | 3239.6857 | 3735.4666
Case A Exploratory Policy Scenario - No Price Control | RGGI PJM | Solar PV | New Solar PV | New Paired Solar PV | Generation | GWh | 0 | 0 | 0 | 0 | 5667.3727 | 6141.9221 | 23699.6835
Case A Exploratory Policy Scenario - No Price Control | RGGI PJM | Battery Storage | New Battery Storage | New Paired Battery Storage | Generation | GWh | 0 | 0 | 0 | 0 | 1586.8472 | 2315.1034 | 10226.9052
Case A Exploratory Policy Scenario - No Price Control | RGGI PJM | Hydrogen | New Hydrogen | New H2 CC | Generation | GWh | 0 | 0 | 0 | 0 | 0 | 0 | 0
Case A Exploratory Policy Scenario - No Price Control | RGGI PJM | Hydrogen | New Hydrogen | New H2 CT | Generation | GWh | 0 | 0 | 0 | 0 | 0 | 0 | 0
Case | State/Region | Technology Aggregate | Technology Type | Technology Sub-Type | Metric | Units | 2025 | 2028 | 2030 | 2032 | 2035 | 2037 | 2040
Case A Exploratory Policy Scenario - No Price Control | Non-RGGI Eastern Interconnection | Coal | Coal | Coal | Capacity | MW | 120773.0188 | 76367.0182 | 44379.034 | 1670.4198 | 1431.826 | 1401.426 | 1201.9612
Case A Exploratory Policy Scenario - No Price Control | Non-RGGI Eastern Interconnection | Coal with CCS | Coal with CCS | Coal with CCS | Capacity | MW | 0 | 0 | 0 | 6854.62 | 6854.62 | 6854.62 | 6854.62
Case A Exploratory Policy Scenario - No Price Control | Non-RGGI Eastern Interconnection | Combined Cycle | Combined Cycle | Combined Cycle | Capacity | MW | 175351.3028 | 178652.3028 | 178652.3 | 178215.2959 | 178215.2959 | 177746.9936 | 166372.8161
Case A Exploratory Policy Scenario - No Price Control | Non-RGGI Eastern Interconnection | Combustion Turbine | Combustion Turbine | Combustion Turbine | Capacity | MW | 108679.061 | 107070.561 | 106609.52 | 105675.9394 | 105675.9394 | 104229.4621 | 90416.9454
Case A Exploratory Policy Scenario - No Price Control | Non-RGGI Eastern Interconnection | Oil/Gas | Oil/Gas | Oil/Gas | Capacity | MW | 61301.8446 | 60056.7721 | 69888.049 | 69718.049 | 68023.0024 | 59457.4283 | 32309.0162
Case A Exploratory Policy Scenario - No Price Control | Non-RGGI Eastern Interconnection | Other | Other | Other | Capacity | MW | 237.6 | 237.6 | 237.6 | 237.6 | 237.6 | 237.6 | 237.6
Case A Exploratory Policy Scenario - No Price Control | Non-RGGI Eastern Interconnection | Nuclear | Nuclear | Nuclear | Capacity | MW | 82051 | 83017 | 83010 | 83538 | 76704.2465 | 67127.661 | 42936.8732
Case A Exploratory Policy Scenario - No Price Control | Non-RGGI Eastern Interconnection | Hydro | Hydro | Hydro | Capacity | MW | 60401.618 | 60402.613 | 60402.613 | 60401.213 | 60401.213 | 60401.213 | 60401.213
Case A Exploratory Policy Scenario - No Price Control | Non-RGGI Eastern Interconnection | Solar PV | Solar PV | Solar PV | Capacity | MW | 52169.698 | 54924.698 | 54924.698 | 54924.698 | 54924.698 | 54924.698 | 54924.698
Case A Exploratory Policy Scenario - No Price Control | Non-RGGI Eastern Interconnection | Onshore Wind | Onshore Wind | Onshore Wind | Capacity | MW | 87104.957 | 88114.957 | 88114.957 | 88114.957 | 88114.957 | 88114.957 | 88114.957
Case A Exploratory Policy Scenario - No Price Control | Non-RGGI Eastern Interconnection | Battery Storage | Battery Storage | Battery Storage | Capacity | MW | 1222.4 | 1632.4 | 1632.4 | 1632.4 | 1632.4 | 1632.4 | 1632.4
Case A Exploratory Policy Scenario - No Price Control | Non-RGGI Eastern Interconnection | Other RE | Other RE | Other RE | Capacity | MW | 6433.43 | 3819.96 | 3814.96 | 3441.986 | 3441.986 | 3441.986 | 3422.926
Case A Exploratory Policy Scenario - No Price Control | Non-RGGI Eastern Interconnection | Combined Cycle | New Combined Cycle | New Combined Cycle | Capacity | MW | 0 | 26389.5007 | 28782.363 | 55928.7177 | 61096.3587 | 61136.7575 | 61136.7575
Case A Exploratory Policy Scenario - No Price Control | Non-RGGI Eastern Interconnection | Combustion Turbine | New Combustion Turbine | New Combustion Turbine | Capacity | MW | 0 | 542.082 | 542.082 | 12351.586 | 12351.586 | 12351.586 | 12449.7324
Case A Exploratory Policy Scenario - No Price Control | Non-RGGI Eastern Interconnection | Other | New Other | New Other | Capacity | MW | 0 | 0 | 0 | 0 | 0 | 0 | 0
Case A Exploratory Policy Scenario - No Price Control | Non-RGGI Eastern Interconnection | Other RE | New Other RE | New Other RE | Capacity | MW | 0 | 0 | 0 | 6286 | 6286 | 6286 | 6286
Case A Exploratory Policy Scenario - No Price Control | Non-RGGI Eastern Interconnection | Solar PV | New Solar PV | New Solar PV | Capacity | MW | 0 | 0 | 0 | 0 | 8881.3689 | 100261.2358 | 200764.1602
Case A Exploratory Policy Scenario - No Price Control | Non-RGGI Eastern Interconnection | Onshore Wind | New Onshore Wind | New Onshore Wind | Capacity | MW | 0 | 6082.6835 | 87490.558 | 98818.3961 | 133731.0642 | 147309.2515 | 286852.4333
Case A Exploratory Policy Scenario - No Price Control | Non-RGGI Eastern Interconnection | Offshore Wind | New Offshore Wind | New Offshore Wind | Capacity | MW | 12 | 2612 | 2612 | 2612 | 2612 | 2612 | 2612
Case A Exploratory Policy Scenario - No Price Control | Non-RGGI Eastern Interconnection | Battery Storage | New Battery Storage | New Battery Storage | Capacity | MW | 8818.0044 | 8818.0044 | 9120.256 | 9120.256 | 9120.256 | 9120.256 | 9120.256
Case A Exploratory Policy Scenario - No Price Control | Non-RGGI Eastern Interconnection | Solar PV | New Solar PV | New Paired Solar PV | Capacity | MW | 0 | 0 | 9236 | 10177.7434 | 23521.5037 | 32859.2545 | 92913.0489
Case A Exploratory Policy Scenario - No Price Control | Non-RGGI Eastern Interconnection | Battery Storage | New Battery Storage | New Paired Battery Storage | Capacity | MW | 0 | 0 | 5541.6 | 6106.646 | 14112.9022 | 19715.5527 | 55413.2493
Case A Exploratory Policy Scenario - No Price Control | Non-RGGI Eastern Interconnection | Hydrogen | New Hydrogen | New H2 CC | Capacity | MW | 0 | 0 | 0 | 0 | 0 | 0 | 0
Case A Exploratory Policy Scenario - No Price Control | Non-RGGI Eastern Interconnection | Hydrogen | New Hydrogen | New H2 CT | Capacity | MW | 0 | 0 | 0 | 0 | 0 | 0 | 0
Case A Exploratory Policy Scenario - No Price Control | Non-RGGI Eastern Interconnection | Retire Coal | Retire Coal | Retire Coal | Capacity | MW | 0 | 18301.9057 | 27529.92 | 55040.7788 | 50145.3265 | 50175.7265 | 50375.1913
Case A Exploratory Policy Scenario - No Price Control | Non-RGGI Eastern Interconnection | Retire Combined Cycle | Retire Combined Cycle | Retire Combined Cycle | Capacity | MW | 0 | 0 | 0 | 251.2372 | 251.2372 | 719.5395 | 12093.717
Case A Exploratory Policy Scenario - No Price Control | Non-RGGI Eastern Interconnection | Retire Combustion Turbine | Retire Combustion Turbine | Retire Combustion Turbine | Capacity | MW | 0 | 191.1 | 344.1417 | 678.5216 | 678.5216 | 2124.9989 | 15444.3156
Case A Exploratory Policy Scenario - No Price Control | Non-RGGI Eastern Interconnection | Retire Oil/Gas | Retire Oil/Gas | Retire Oil/Gas | Capacity | MW | 0 | 1580.7494 | 1382.0239 | 1138.0239 | 1699.0705 | 10264.6446 | 37413.0568
Case A Exploratory Policy Scenario - No Price Control | Non-RGGI Eastern Interconnection | Retire Other | Retire Other | Retire Other | Capacity | MW | 0 | 2574.98 | 2579.98 | 2952.954 | 2952.954 | 2952.954 | 2972.014
Case A Exploratory Policy Scenario - No Price Control | Non-RGGI Eastern Interconnection | Retire Nuclear | Retire Nuclear | Retire Nuclear | Capacity | MW | 0 | 0 | 0 | 0 | 9183.7535 | 18760.339 | 42951.1268
Case A Exploratory Policy Scenario - No Price Control | Non-RGGI Eastern Interconnection | Coal | Coal | Coal | Generation | GWh | 588849.5311 | 380078.3086 | 159081.5 | 6857.0836 | 6974.6891 | 6466.009 | 5587.9963
Case A Exploratory Policy Scenario - No Price Control | Non-RGGI Eastern Interconnection | Coal with CCS | Coal with CCS | Coal with CCS | Generation | GWh | 0 | 0 | 0 | 60046.4714 | 60046.4714 | 60046.4714 | 60046.4714
Case A Exploratory Policy Scenario - No Price Control | Non-RGGI Eastern Interconnection | Combined Cycle | Combined Cycle | Combined Cycle | Generation | GWh | 1052544.351 | 1111157.478 | 1013816.8 | 1079375.37 | 1054650.656 | 937631.9262 | 411612.4173
Case A Exploratory Policy Scenario - No Price Control | Non-RGGI Eastern Interconnection | Combustion Turbine | Combustion Turbine | Combustion Turbine | Generation | GWh | 11702.3145 | 11258.495 | 11223.224 | 12877.5776 | 5791.4354 | 2175.2465 | 1188.2939
Case A Exploratory Policy Scenario - No Price Control | Non-RGGI Eastern Interconnection | Oil/Gas | Oil/Gas | Oil/Gas | Generation | GWh | 12514.1998 | 22382.6537 | 30205.592 | 40480.9594 | 17282.4172 | 7681.2211 | 233.4923
Case A Exploratory Policy Scenario - No Price Control | Non-RGGI Eastern Interconnection | Other | Other | Other | Generation | GWh | 2081.376 | 2081.376 | 2081.376 | 2081.376 | 2081.376 | 2081.376 | 2081.376
Case A Exploratory Policy Scenario - No Price Control | Non-RGGI Eastern Interconnection | Nuclear | Nuclear | Nuclear | Generation | GWh | 658669.5117 | 666601.9716 | 667521.43 | 673907.7442 | 626242.3698 | 549826.3391 | 336944.5359
Case A Exploratory Policy Scenario - No Price Control | Non-RGGI Eastern Interconnection | Hydro | Hydro | Hydro | Generation | GWh | 193919.4108 | 193393.8453 | 191667.31 | 189303.4744 | 188133.5912 | 192485.2015 | 194169.758
Case A Exploratory Policy Scenario - No Price Control | Non-RGGI Eastern Interconnection | Solar PV | Solar PV | Solar PV | Generation | GWh | 112255.3996 | 121213.6138 | 121213.61 | 121213.6138 | 121213.6138 | 121213.6138 | 120612.7703
Case A Exploratory Policy Scenario - No Price Control | Non-RGGI Eastern Interconnection | Onshore Wind | Onshore Wind | Onshore Wind | Generation | GWh | 302152.6874 | 308263.4643 | 308263.46 | 308263.4643 | 308255.0362 | 308267.2353 | 293734.4436
Case A Exploratory Policy Scenario - No Price Control | Non-RGGI Eastern Interconnection | Battery Storage | Battery Storage | Battery Storage | Generation | GWh | 925.166 | 663.6229 | 695.5993 | 349.556 | 298.5728 | 780.2645 | 1633.7349
Case A Exploratory Policy Scenario - No Price Control | Non-RGGI Eastern Interconnection | Other RE | Other RE | Other RE | Generation | GWh | 31371.8655 | 27907.3371 | 26647.001 | 26291.7114 | 26291.7129 | 26285.9325 | 25267.6058
Case A Exploratory Policy Scenario - No Price Control | Non-RGGI Eastern Interconnection | Combined Cycle | New Combined Cycle | New Combined Cycle | Generation | GWh | 0 | 218667.0493 | 235575.19 | 198732.0692 | 217896.6241 | 218257.5794 | 201916.5459
Case A Exploratory Policy Scenario - No Price Control | Non-RGGI Eastern Interconnection | Combustion Turbine | New Combustion Turbine | New Combustion Turbine | Generation | GWh | 0 | 323.5721 | 342.5958 | 24058.9014 | 21693.6989 | 6333.1772 | 2902.0316
Case A Exploratory Policy Scenario - No Price Control | Non-RGGI Eastern Interconnection | Other | New Other | New Other | Generation | GWh | 0 | 0 | 0 | 0 | 0 | 0 | 0
Case A Exploratory Policy Scenario - No Price Control | Non-RGGI Eastern Interconnection | Other RE | New Other RE | New Other RE | Generation | GWh | 0 | 0 | 0 | 33168.3702 | 33168.3702 | 33168.3702 | 33168.3702
Case A Exploratory Policy Scenario - No Price Control | Non-RGGI Eastern Interconnection | Solar PV | New Solar PV | New Solar PV | Generation | GWh | 0 | 0 | 0 | 0 | 22475.1597 | 241013.3936 | 477063.519
Case A Exploratory Policy Scenario - No Price Control | Non-RGGI Eastern Interconnection | Onshore Wind | New Onshore Wind | New Onshore Wind | Generation | GWh | 0 | 24004.3325 | 367195.93 | 416874.905 | 560418.3908 | 617572.8527 | 1116383.296
Case A Exploratory Policy Scenario - No Price Control | Non-RGGI Eastern Interconnection | Offshore Wind | New Offshore Wind | New Offshore Wind | Generation | GWh | 46.3185 | 10751.0385 | 10751.039 | 10751.0385 | 10751.0385 | 10751.0385 | 10751.0385
Case A Exploratory Policy Scenario - No Price Control | Non-RGGI Eastern Interconnection | Battery Storage | New Battery Storage | New Battery Storage | Generation | GWh | 8854.1236 | 10223.3509 | 9655.6059 | 7211.1655 | 7829.6312 | 11728.8653 | 12625.3516
Case A Exploratory Policy Scenario - No Price Control | Non-RGGI Eastern Interconnection | Solar PV | New Solar PV | New Paired Solar PV | Generation | GWh | 0 | 0 | 21447.016 | 23803.1427 | 57613.7021 | 81414.7056 | 225340.099
Case A Exploratory Policy Scenario - No Price Control | Non-RGGI Eastern Interconnection | Battery Storage | New Battery Storage | New Paired Battery Storage | Generation | GWh | 0 | 0 | 6882.2552 | 2849.2807 | 8967.8728 | 28225.1483 | 80903.344
Case A Exploratory Policy Scenario - No Price Control | Non-RGGI Eastern Interconnection | Hydrogen | New Hydrogen | New H2 CC | Generation | GWh | 0 | 0 | 0 | 0 | 0 | 0 | 0
Case A Exploratory Policy Scenario - No Price Control | Non-RGGI Eastern Interconnection | Hydrogen | New Hydrogen | New H2 CT | Generation | GWh | 0 | 0 | 0 | 0 | 0 | 0 | 0
Case | State/Region | Technology Aggregate | Technology Type | Technology Sub-Type | Metric | Units | 2025 | 2028 | 2030 | 2032 | 2035 | 2037 | 2040
Case A Exploratory Policy Scenario - No Price Control | On | Coal | Coal | Coal | Capacity | MW | 0 | 0 | 0 | 0 | 0 | 0 | 0
Case A Exploratory Policy Scenario - No Price Control | On | Coal with CCS | Coal with CCS | Coal with CCS | Capacity | MW | 0 | 0 | 0 | 0 | 0 | 0 | 0
Case A Exploratory Policy Scenario - No Price Control | On | Combined Cycle | Combined Cycle | Combined Cycle | Capacity | MW | 6655.6258 | 6655.6258 | 6655.6258 | 6655.6258 | 6655.6258 | 6655.6258 | 6655.6258
Case A Exploratory Policy Scenario - No Price Control | On | Combustion Turbine | Combustion Turbine | Combustion Turbine | Capacity | MW | 1082.25 | 1082.25 | 1082.25 | 1082.25 | 1082.25 | 1082.25 | 1082.25
Case A Exploratory Policy Scenario - No Price Control | On | Oil/Gas | Oil/Gas | Oil/Gas | Capacity | MW | 2503.417 | 2503.417 | 2503.417 | 2503.417 | 2503.417 | 2503.417 | 2503.417
Case A Exploratory Policy Scenario - No Price Control | On | Other | Other | Other | Capacity | MW | 0 | 0 | 0 | 0 | 0 | 0 | 0
Case A Exploratory Policy Scenario - No Price Control | On | Nuclear | Nuclear | Nuclear | Capacity | MW | 9508 | 9068 | 9051 | 9579 | 11929 | 11929 | 11929
Case A Exploratory Policy Scenario - No Price Control | On | Hydro | Hydro | Hydro | Capacity | MW | 9264.568 | 9264.568 | 9264.568 | 9264.568 | 9264.568 | 9264.568 | 9264.568
Case A Exploratory Policy Scenario - No Price Control | On | Solar PV | Solar PV | Solar PV | Capacity | MW | 1480.67 | 1480.67 | 1480.67 | 1480.67 | 1480.67 | 1480.67 | 1480.67
Case A Exploratory Policy Scenario - No Price Control | On | Onshore Wind | Onshore Wind | Onshore Wind | Capacity | MW | 5045.395 | 5045.395 | 5045.395 | 5045.395 | 5045.395 | 5045.395 | 5045.395
Case A Exploratory Policy Scenario - No Price Control | On | Battery Storage | Battery Storage | Battery Storage | Capacity | MW | 0 | 0 | 0 | 0 | 0 | 0 | 0
Case A Exploratory Policy Scenario - No Price Control | On | Other RE | Other RE | Other RE | Capacity | MW | 603.469 | 235.3 | 235.3 | 235.3 | 235.3 | 235.3 | 235.3
Case A Exploratory Policy Scenario - No Price Control | On | Combined Cycle | New Combined Cycle | New Combined Cycle | Capacity | MW | 0 | 0 | 0 | 0 | 0 | 0 | 0
Case A Exploratory Policy Scenario - No Price Control | On | Combustion Turbine | New Combustion Turbine | New Combustion Turbine | Capacity | MW | 0 | 0 | 0 | 482.1793 | 482.1793 | 482.1793 | 580.3256
Case A Exploratory Policy Scenario - No Price Control | On | Other | New Other | New Other | Capacity | MW | 0 | 0 | 0 | 0 | 0 | 0 | 0
Case A Exploratory Policy Scenario - No Price Control | On | Other RE | New Other RE | New Other RE | Capacity | MW | 0 | 0 | 0 | 0 | 0 | 0 | 0
Case A Exploratory Policy Scenario - No Price Control | On | Solar PV | New Solar PV | New Solar PV | Capacity | MW | 0 | 0 | 0 | 0 | 0 | 0 | 0
Case A Exploratory Policy Scenario - No Price Control | On | Onshore Wind | New Onshore Wind | New Onshore Wind | Capacity | MW | 0 | 0 | 0 | 1119.3358 | 1602.2811 | 2008.4229 | 2039.2192
Case A Exploratory Policy Scenario - No Price Control | On | Offshore Wind | New Offshore Wind | New Offshore Wind | Capacity | MW | 0 | 0 | 0 | 0 | 0 | 0 | 0
Case A Exploratory Policy Scenario - No Price Control | On | Battery Storage | New Battery Storage | New Battery Storage | Capacity | MW | 0 | 0 | 0 | 0 | 0 | 0 | 0
Case A Exploratory Policy Scenario - No Price Control | On | Solar PV | New Solar PV | New Paired Solar PV | Capacity | MW | 0 | 0 | 0 | 0 | 0 | 0 | 0
Case A Exploratory Policy Scenario - No Price Control | On | Battery Storage | New Battery Storage | New Paired Battery Storage | Capacity | MW | 0 | 0 | 0 | 0 | 0 | 0 | 0
Case A Exploratory Policy Scenario - No Price Control | On | Hydrogen | New Hydrogen | New H2 CC | Capacity | MW | 0 | 0 | 0 | 0 | 0 | 0 | 0
Case A Exploratory Policy Scenario - No Price Control | On | Hydrogen | New Hydrogen | New H2 CT | Capacity | MW | 0 | 0 | 0 | 0 | 0 | 0 | 0
Case A Exploratory Policy Scenario - No Price Control | On | Retire Coal | Retire Coal | Retire Coal | Capacity | MW | 0 | 0 | 0 | 0 | 0 | 0 | 0
Case A Exploratory Policy Scenario - No Price Control | On | Retire Combined Cycle | Retire Combined Cycle | Retire Combined Cycle | Capacity | MW | 0 | 0 | 0 | 0 | 0 | 0 | 0
Case A Exploratory Policy Scenario - No Price Control | On | Retire Combustion Turbine | Retire Combustion Turbine | Retire Combustion Turbine | Capacity | MW | 0 | 0 | 0 | 0 | 0 | 0 | 0
Case A Exploratory Policy Scenario - No Price Control | On | Retire Oil/Gas | Retire Oil/Gas | Retire Oil/Gas | Capacity | MW | 0 | 0 | 0 | 0 | 0 | 0 | 0
Case A Exploratory Policy Scenario - No Price Control | On | Retire Other | Retire Other | Retire Other | Capacity | MW | 0 | 368.169 | 368.169 | 368.169 | 368.169 | 368.169 | 368.169
Case A Exploratory Policy Scenario - No Price Control | On | Retire Nuclear | Retire Nuclear | Retire Nuclear | Capacity | MW | 0 | 0 | 0 | 0 | 0 | 0 | 0
Case A Exploratory Policy Scenario - No Price Control | On | Coal | Coal | Coal | Generation | GWh | 0 | 0 | 0 | 0 | 0 | 0 | 0
Case A Exploratory Policy Scenario - No Price Control | On | Coal with CCS | Coal with CCS | Coal with CCS | Generation | GWh | 0 | 0 | 0 | 0 | 0 | 0 | 0
Case A Exploratory Policy Scenario - No Price Control | On | Combined Cycle | Combined Cycle | Combined Cycle | Generation | GWh | 9671.3169 | 20893.0041 | 24226.791 | 25901.8972 | 21230.0472 | 23928.6045 | 22767.6558
Case A Exploratory Policy Scenario - No Price Control | On | Combustion Turbine | Combustion Turbine | Combustion Turbine | Generation | GWh | 0 | 0 | 286.904 | 296.3884 | 17.4441 | 26.906 | 37.5488
Case A Exploratory Policy Scenario - No Price Control | On | Oil/Gas | Oil/Gas | Oil/Gas | Generation | GWh | 0 | 0 | 0 | 0.51898 | 0 | 0 | 0
Case A Exploratory Policy Scenario - No Price Control | On | Other | Other | Other | Generation | GWh | 0 | 0 | 0 | 0 | 0 | 0 | 0
Case A Exploratory Policy Scenario - No Price Control | On | Nuclear | Nuclear | Nuclear | Generation | GWh | 80298.8857 | 76463.0705 | 77535.25 | 83912.04 | 104498.04 | 104498.04 | 104450.3375
Case A Exploratory Policy Scenario - No Price Control | On | Hydro | Hydro | Hydro | Generation | GWh | 41147.0206 | 41150.4908 | 41156.417 | 41171.888 | 41155.1986 | 41147.0206 | 41206.1806
Case A Exploratory Policy Scenario - No Price Control | On | Solar PV | Solar PV | Solar PV | Generation | GWh | 2939.2688 | 2939.2688 | 2939.2688 | 2939.2688 | 2939.2688 | 2939.2688 | 2939.2688
Case A Exploratory Policy Scenario - No Price Control | On | Onshore Wind | Onshore Wind | Onshore Wind | Generation | GWh | 14626.0581 | 14626.0581 | 14626.058 | 14626.0581 | 14626.0581 | 14626.0581 | 14626.0581
Case A Exploratory Policy Scenario - No Price Control | On | Battery Storage | Battery Storage | Battery Storage | Generation | GWh | 0 | 0 | 0 | 0 | 0 | 0 | 0
Case A Exploratory Policy Scenario - No Price Control | On | Other RE | Other RE | Other RE | Generation | GWh | 3656.0168 | 1861.7297 | 1861.7297 | 1861.7297 | 1861.7297 | 1861.7297 | 1861.7297
Case A Exploratory Policy Scenario - No Price Control | On | Combined Cycle | New Combined Cycle | New Combined Cycle | Generation | GWh | 0 | 0 | 0 | 0 | 0 | 0 | 0
Case A Exploratory Policy Scenario - No Price Control | On | Combustion Turbine | New Combustion Turbine | New Combustion Turbine | Generation | GWh | 0 | 0 | 0 | 70.1118 | 0 | 0 | 32.0726
Case A Exploratory Policy Scenario - No Price Control | On | Other | New Other | New Other | Generation | GWh | 0 | 0 | 0 | 0 | 0 | 0 | 0
Case A Exploratory Policy Scenario - No Price Control | On | Other RE | New Other RE | New Other RE | Generation | GWh | 0 | 0 | 0 | 0 | 0 | 0 | 0
Case A Exploratory Policy Scenario - No Price Control | On | Solar PV | New Solar PV | New Solar PV | Generation | GWh | 0 | 0 | 0 | 0 | 0 | 0 | 0
Case A Exploratory Policy Scenario - No Price Control | On | Onshore Wind | New Onshore Wind | New Onshore Wind | Generation | GWh | 0 | 0 | 0 | 5347.8773 | 7627.8023 | 9548.1442 | 9694.1044
Case A Exploratory Policy Scenario - No Price Control | On | Offshore Wind | New Offshore Wind | New Offshore Wind | Generation | GWh | 0 | 0 | 0 | 0 | 0 | 0 | 0
Case A Exploratory Policy Scenario - No Price Control | On | Battery Storage | New Battery Storage | New Battery Storage | Generation | GWh | 0 | 0 | 0 | 0 | 0 | 0 | 0
Case A Exploratory Policy Scenario - No Price Control | On | Solar PV | New Solar PV | New Paired Solar PV | Generation | GWh | 0 | 0 | 0 | 0 | 0 | 0 | 0
Case A Exploratory Policy Scenario - No Price Control | On | Battery Storage | New Battery Storage | New Paired Battery Storage | Generation | GWh | 0 | 0 | 0 | 0 | 0 | 0 | 0
Case A Exploratory Policy Scenario - No Price Control | On | Hydrogen | New Hydrogen | New H2 CC | Generation | GWh | 0 | 0 | 0 | 0 | 0 | 0 | 0
Case A Exploratory Policy Scenario - No Price Control | On | Hydrogen | New Hydrogen | New H2 CT | Generation | GWh | 0 | 0 | 0 | 0 | 0 | 0 | 0
Case | State/Region | Technology Aggregate | Technology Type | Technology Sub-Type | Metric | Units | 2025 | 2028 | 2030 | 2032 | 2035 | 2037 | 2040
Case A Exploratory Policy Scenario - No Price Control | CT | All | All | All | CO2 Emissions | Million Metric Tons | 6.7 | 6.7 | 3.6 | 3.9 | 3 | 2.7 | 0.6
Case A Exploratory Policy Scenario - No Price Control | DE | All | All | All | CO2 Emissions | Million Metric Tons | 0.7 | 0.3 | 0.3 | 0.3 | 0.3 | 0.3 | 0.1
Case A Exploratory Policy Scenario - No Price Control | ME | All | All | All | CO2 Emissions | Million Metric Tons | 0.2 | 0.1 | - | 0.2 | - | 0 | -
Case A Exploratory Policy Scenario - No Price Control | MD | All | All | All | CO2 Emissions | Million Metric Tons | 0.8 | 0.5 | 0.5 | 1 | 1 | 0.4 | 0
Case A Exploratory Policy Scenario - No Price Control | MA | All | All | All | CO2 Emissions | Million Metric Tons | 4.4 | 4.7 | 3.4 | 3.9 | 3.6 | 2.5 | 1.4
Case A Exploratory Policy Scenario - No Price Control | NH | All | All | All | CO2 Emissions | Million Metric Tons | 1 | 0.6 | 0.6 | 0.9 | 0.6 | 0 | -
Case A Exploratory Policy Scenario - No Price Control | NJ | All | All | All | CO2 Emissions | Million Metric Tons | 6.6 | 5 | 4.7 | 4.7 | 5.2 | 5.5 | 3.4
Case A Exploratory Policy Scenario - No Price Control | NY | All | All | All | CO2 Emissions | Million Metric Tons | 18.2 | 11.7 | 9.4 | 9.5 | 11.2 | 11.8 | 11.8
Case A Exploratory Policy Scenario - No Price Control | RI | All | All | All | CO2 Emissions | Million Metric Tons | 2.2 | 2.4 | 2.1 | 2.4 | 2.2 | 1.6 | 1.2
Case A Exploratory Policy Scenario - No Price Control | VT | All | All | All | CO2 Emissions | Million Metric Tons | - | - | - | - | - | - | -
Case A Exploratory Policy Scenario - No Price Control | ON | All | All | All | CO2 Emissions | Million Metric Tons | 6.1 | 8.8 | 10.3 | 11.1 | 8.9 | 10 | 9.6
Case A Exploratory Policy Scenario - No Price Control | 10-State Contributions | All | All | All | CO2 Emissions | Million Metric Tons | 40.8 | 32 | 24.6 | 26.8 | 27.1 | 24.9 | 18.5
Case A Exploratory Policy Scenario - No Price Control | RGGI PJM | All | All | All | CO2 Emissions | Million Metric Tons | 8.1 | 5.8 | 5.5 | 5.9 | 6.5 | 6.2 | 3.5
Case A Exploratory Policy Scenario - No Price Control | Non-RGGI PJM | All | All | All | CO2 Emissions | Million Metric Tons | 566.1 | 460.3 | 378.3 | 291.2 | 275.9 | 245.4 | 140.4
Case | State/Region | Technology Aggregate | Technology Type | Technology Sub-Type | Metric | Units | 2025 | 2028 | 2030 | 2032 | 2035 | 2037 | 2040
Case A Exploratory Policy Scenario - No Price Control | ISONE | Coal | Coal | Coal | CO2 Emissions | Million Metric Tons | 0.58215 | 0 | 0 | 0 | 0 | 0 | 0
Case A Exploratory Policy Scenario - No Price Control | ISONE | Combined Cycle | Combined Cycle | Combined Cycle | CO2 Emissions | Million Metric Tons | 13.9023 | 14.5029 | 9.7483 | 11.3148 | 8.8073 | 6.2573 | 2.5835
Case A Exploratory Policy Scenario - No Price Control | ISONE | Combustion Turbine | Combustion Turbine | Combustion Turbine | CO2 Emissions | Million Metric Tons | 0 | 0.0015145 | 0 | 0.0015145 | 0 | 0.011278 | 0.0015145
Case A Exploratory Policy Scenario - No Price Control | ISONE | Oil/Gas | Oil/Gas | Oil/Gas | CO2 Emissions | Million Metric Tons | 0 | 0 | 0 | 0 | 0 | 0 | 0
Case A Exploratory Policy Scenario - No Price Control | ISONE | Combined Cycle | New Combined Cycle | New Combined Cycle | CO2 Emissions | Million Metric Tons | 0 | 0 | 0 | 0 | 0.59775 | 0.59775 | 0.59775
Case A Exploratory Policy Scenario - No Price Control | ISONE | Combustion Turbine | New Combustion Turbine | New Combustion Turbine | CO2 Emissions | Million Metric Tons | 0 | 0 | 0 | 0 | 0 | 0 | 0
Case A Exploratory Policy Scenario - No Price Control | NYISO | Coal | Coal | Coal | CO2 Emissions | Million Metric Tons | 0 | 0 | 0 | 0 | 0 | 0 | 0
Case A Exploratory Policy Scenario - No Price Control | NYISO | Combined Cycle | Combined Cycle | Combined Cycle | CO2 Emissions | Million Metric Tons | 15.8625 | 13.3313 | 10.6522 | 10.6615 | 12.2378 | 12.079 | 10.4953
Case A Exploratory Policy Scenario - No Price Control | NYISO | Combustion Turbine | Combustion Turbine | Combustion Turbine | CO2 Emissions | Million Metric Tons | 1.435 | 0.13567 | 0.40201 | 0.3337 | 0.3335 | 0.31403 | 0.46077
Case A Exploratory Policy Scenario - No Price Control | NYISO | Oil/Gas | Oil/Gas | Oil/Gas | CO2 Emissions | Million Metric Tons | 4.4372 | 1.0326 | 1.1635 | 1.3427 | 0.94002 | 1.4386 | 1.7954
Case A Exploratory Policy Scenario - No Price Control | NYISO | Combined Cycle | New Combined Cycle | New Combined Cycle | CO2 Emissions | Million Metric Tons | 0 | 0 | 0 | 0.098996 | 0.51416 | 0.81484 | 1.5415
Case A Exploratory Policy Scenario - No Price Control | NYISO | Combustion Turbine | New Combustion Turbine | New Combustion Turbine | CO2 Emissions | Million Metric Tons | 0 | 0 | 0 | 0 | 0 | 0 | 0
Case A Exploratory Policy Scenario - No Price Control | PJM | Coal | Coal | Coal | CO2 Emissions | Million Metric Tons | 0.29016 | 0 | 0 | 0 | 0 | 0 | 0
Case A Exploratory Policy Scenario - No Price Control | PJM | Combined Cycle | Combined Cycle | Combined Cycle | CO2 Emissions | Million Metric Tons | 4.0643 | 2.757 | 2.5575 | 2.8518 | 3.4052 | 3.1378 | 0.79006
Case A Exploratory Policy Scenario - No Price Control | PJM | Combustion Turbine | Combustion Turbine | Combustion Turbine | CO2 Emissions | Million Metric Tons | 0.026363 | 0.0068091 | 0.0068091 | 0.0056885 | 0.0068091 | 0.012346 | 0.11721
Case A Exploratory Policy Scenario - No Price Control | PJM | Oil/Gas | Oil/Gas | Oil/Gas | CO2 Emissions | Million Metric Tons | 0 | 0 | 0 | 0 | 0 | 0 | 0
Case A Exploratory Policy Scenario - No Price Control | PJM | Combined Cycle | New Combined Cycle | New Combined Cycle | CO2 Emissions | Million Metric Tons | 0 | 0 | 0 | 0 | 0 | 0 | 0
Case A Exploratory Policy Scenario - No Price Control | PJM | Combustion Turbine | New Combustion Turbine | New Combustion Turbine | CO2 Emissions | Million Metric Tons | 0 | 0 | 0.0021851 | 0.0021851 | 0.0021851 | 0.014441 | 0.04045
Case A Exploratory Policy Scenario - No Price Control | SERC | Coal | Coal | Coal | CO2 Emissions | Million Metric Tons | 134.3405 | 58.5117 | 31.7438 | 0 | 0 | 0 | 0
Case A Exploratory Policy Scenario - No Price Control | SERC | Combined Cycle | Combined Cycle | Combined Cycle | CO2 Emissions | Million Metric Tons | 101.2676 | 101.3062 | 97.8973 | 114.3957 | 114.4488 | 93.277 | 27.4015
Case A Exploratory Policy Scenario - No Price Control | SERC | Combustion Turbine | Combustion Turbine | Combustion Turbine | CO2 Emissions | Million Metric Tons | 1.1556 | 0.86852 | 0.84387 | 1.3063 | 0.93516 | 0.23391 | 0.037991
Case A Exploratory Policy Scenario - No Price Control | SERC | Oil/Gas | Oil/Gas | Oil/Gas | CO2 Emissions | Million Metric Tons | 0.10043 | 0.60626 | 0.60769 | 1.2804 | 0.78389 | 0.6077 | 0.055537
Case A Exploratory Policy Scenario - No Price Control | SERC | Combined Cycle | New Combined Cycle | New Combined Cycle | CO2 Emissions | Million Metric Tons | 0 | 22.224 | 25.6215 | 21.9532 | 25.8395 | 25.8395 | 23.1401
Case A Exploratory Policy Scenario - No Price Control | SERC | Combustion Turbine | New Combustion Turbine | New Combustion Turbine | CO2 Emissions | Million Metric Tons | 0 | 0 | 0 | 0 | 0 | 0 | 0
Case | State/Region | Technology Aggregate | Technology Type | Technology Sub-Type | Metric | Units | 2025 | 2028 | 2030 | 2032 | 2035 | 2037 | 2040
Case A Exploratory Policy Scenario - No Price Control | Eastern Interconnection | Coal | Coal | Coal | CO2 Emissions | Million Metric Tons | 627.327 | 404.8221 | 167.7426 | 7.9959 | 8.2532 | 7.6068 | 6.5154
Case A Exploratory Policy Scenario - No Price Control | Eastern Interconnection | Combined Cycle | Combined Cycle | Combined Cycle | CO2 Emissions | Million Metric Tons | 476.3636 | 497.1977 | 448.5613 | 474.6036 | 463.082 | 408.7229 | 180.0228
Case A Exploratory Policy Scenario - No Price Control | Eastern Interconnection | Combustion Turbine | Combustion Turbine | Combustion Turbine | CO2 Emissions | Million Metric Tons | 9.1472 | 7.488 | 7.9336 | 8.9196 | 4.2949 | 2.0397 | 1.6305
Case A Exploratory Policy Scenario - No Price Control | Eastern Interconnection | Oil/Gas | Oil/Gas | Oil/Gas | CO2 Emissions | Million Metric Tons | 11.981 | 14.7678 | 19.695 | 26.1419 | 11.5423 | 6.2156 | 2.0121
Case A Exploratory Policy Scenario - No Price Control | Eastern Interconnection | Combined Cycle | New Combined Cycle | New Combined Cycle | CO2 Emissions | Million Metric Tons | 0 | 81.7105 | 88.014 | 74.2819 | 82.4412 | 82.8765 | 77.5096
Case A Exploratory Policy Scenario - No Price Control | Eastern Interconnection | Combustion Turbine | New Combustion Turbine | New Combustion Turbine | CO2 Emissions | Million Metric Tons | 0 | 0.18762 | 0.20084 | 13.9525 | 12.581 | 3.6867 | 1.7232
Case | State/Region | Season | Fuel Type Aggregate | Fuel Type | Metric | Units | 2025 | 2028 | 2030 | 2032 | 2035 | 2037 | 2040
Case A Exploratory Policy Scenario - No Price Control | CT | Annual | Fossil | Coal | Fuel Consumption | TBtu | 0 | 0 | 0 | 0 | 0 | 0 | 0
Case A Exploratory Policy Scenario - No Price Control | CT | Annual | Fossil | Gas | Fuel Consumption | TBtu | 119.1936 | 120.2905 | 68.4064 | 73.0555 | 55.8553 | 50.8743 | 14.5066
Case A Exploratory Policy Scenario - No Price Control | CT | Annual | Fossil | Oil | Fuel Consumption | TBtu | 0 | 0 | 0 | 0 | 0 | 0 | 0
Case A Exploratory Policy Scenario - No Price Control | CT | Winter | Fossil | Coal | Fuel Consumption | TBtu | 0 | 0 | 0 | 0 | 0 | 0 | 0
Case A Exploratory Policy Scenario - No Price Control | CT | Winter | Fossil | Gas | Fuel Consumption | TBtu | 29.0276 | 33.268 | 17.6775 | 13.9699 | 5.2306 | 7.9045 | 5.3523
Case A Exploratory Policy Scenario - No Price Control | CT | Winter | Fossil | Oil | Fuel Consumption | TBtu | 0 | 0 | 0 | 0 | 0 | 0 | 0
Case A Exploratory Policy Scenario - No Price Control | DE | Annual | Fossil | Coal | Fuel Consumption | TBtu | 1.815 | 0 | 0 | 0 | 0 | 0 | 0
Case A Exploratory Policy Scenario - No Price Control | DE | Annual | Fossil | Gas | Fuel Consumption | TBtu | 10.0533 | 5.1 | 5.1165 | 5.6605 | 6.3642 | 7.2886 | 2.4775
Case A Exploratory Policy Scenario - No Price Control | DE | Annual | Fossil | Oil | Fuel Consumption | TBtu | 0 | 0 | 0 | 0 | 0 | 0 | 0
Case A Exploratory Policy Scenario - No Price Control | DE | Winter | Fossil | Coal | Fuel Consumption | TBtu | 1.815 | 0 | 0 | 0 | 0 | 0 | 0
Case A Exploratory Policy Scenario - No Price Control | DE | Winter | Fossil | Gas | Fuel Consumption | TBtu | 0.097344 | 0.097344 | 0.12456 | 0.27622 | 0.27622 | 0.27622 | 0.15166
Case A Exploratory Policy Scenario - No Price Control | DE | Winter | Fossil | Oil | Fuel Consumption | TBtu | 0 | 0 | 0 | 0 | 0 | 0 | 0
Case A Exploratory Policy Scenario - No Price Control | ME | Annual | Fossil | Coal | Fuel Consumption | TBtu | 0 | 0 | 0 | 0 | 0 | 0 | 0
Case A Exploratory Policy Scenario - No Price Control | ME | Annual | Fossil | Gas | Fuel Consumption | TBtu | 4.2332 | 1.7772 | 0.38428 | 4.0406 | 0.56466 | 0.61543 | 0.030952
Case A Exploratory Policy Scenario - No Price Control | ME | Annual | Fossil | Oil | Fuel Consumption | TBtu | 0 | 0 | 0 | 0 | 0 | 0 | 0
Case A Exploratory Policy Scenario - No Price Control | ME | Winter | Fossil | Coal | Fuel Consumption | TBtu | 0 | 0 | 0 | 0 | 0 | 0 | 0
Case A Exploratory Policy Scenario - No Price Control | ME | Winter | Fossil | Gas | Fuel Consumption | TBtu | 0.13464 | 0 | 0 | 0 | 0 | 0 | 0
Case A Exploratory Policy Scenario - No Price Control | ME | Winter | Fossil | Oil | Fuel Consumption | TBtu | 0 | 0 | 0 | 0 | 0 | 0 | 0
Case A Exploratory Policy Scenario - No Price Control | MD | Annual | Fossil | Coal | Fuel Consumption | TBtu | 0 | 0 | 0 | 0 | 0 | 0 | 0
Case A Exploratory Policy Scenario - No Price Control | MD | Annual | Fossil | Gas | Fuel Consumption | TBtu | 14.4889 | 9.6638 | 9.6836 | 18.6899 | 18.1345 | 6.4488 | 0.74175
Case A Exploratory Policy Scenario - No Price Control | MD | Annual | Fossil | Oil | Fuel Consumption | TBtu | 0 | 0 | 0 | 0 | 0 | 0 | 0
Case A Exploratory Policy Scenario - No Price Control | MD | Winter | Fossil | Coal | Fuel Consumption | TBtu | 0 | 0 | 0 | 0 | 0 | 0 | 0
Case A Exploratory Policy Scenario - No Price Control | MD | Winter | Fossil | Gas | Fuel Consumption | TBtu | 0.28941 | 0 | 0.011737 | 5.5354 | 3.914 | 0.17072 | 0
Case A Exploratory Policy Scenario - No Price Control | MD | Winter | Fossil | Oil | Fuel Consumption | TBtu | 0 | 0 | 0 | 0 | 0 | 0 | 0
Case A Exploratory Policy Scenario - No Price Control | MA | Annual | Fossil | Coal | Fuel Consumption | TBtu | 0 | 0 | 0 | 0 | 0 | 0 | 0
Case A Exploratory Policy Scenario - No Price Control | MA | Annual | Fossil | Gas | Fuel Consumption | TBtu | 78.5387 | 85.6337 | 62.827 | 71.9662 | 65.4456 | 47.8616 | 26.7763
Case A Exploratory Policy Scenario - No Price Control | MA | Annual | Fossil | Oil | Fuel Consumption | TBtu | 0 | 0 | 0 | 0 | 0 | 0 | 0
Case A Exploratory Policy Scenario - No Price Control | MA | Winter | Fossil | Coal | Fuel Consumption | TBtu | 0 | 0 | 0 | 0 | 0 | 0 | 0
Case A Exploratory Policy Scenario - No Price Control | MA | Winter | Fossil | Gas | Fuel Consumption | TBtu | 21.0309 | 23.1064 | 13.118 | 13.1835 | 14.2634 | 10.5189 | 10.695
Case A Exploratory Policy Scenario - No Price Control | MA | Winter | Fossil | Oil | Fuel Consumption | TBtu | 0 | 0 | 0 | 0 | 0 | 0 | 0
Case A Exploratory Policy Scenario - No Price Control | NH | Annual | Fossil | Coal | Fuel Consumption | TBtu | 5.6712 | 0 | 0 | 0 | 0 | 0 | 0
Case A Exploratory Policy Scenario - No Price Control | NH | Annual | Fossil | Gas | Fuel Consumption | TBtu | 6.9812 | 10.5715 | 10.6273 | 14.92 | 11.2051 | 0.54703 | 0.15418
Case A Exploratory Policy Scenario - No Price Control | NH | Annual | Fossil | Oil | Fuel Consumption | TBtu | 0 | 0 | 0 | 0 | 0 | 0 | 0
Case A Exploratory Policy Scenario - No Price Control | NH | Winter | Fossil | Coal | Fuel Consumption | TBtu | 5.6712 | 0 | 0 | 0 | 0 | 0 | 0
Case A Exploratory Policy Scenario - No Price Control | NH | Winter | Fossil | Gas | Fuel Consumption | TBtu | 0.0017478 | 0.30471 | 0.0021552 | 0.0021552 | 0 | 0 | 0.013825
Case A Exploratory Policy Scenario - No Price Control | NH | Winter | Fossil | Oil | Fuel Consumption | TBtu | 0 | 0 | 0 | 0 | 0 | 0 | 0
Case A Exploratory Policy Scenario - No Price Control | NJ | Annual | Fossil | Coal | Fuel Consumption | TBtu | 0 | 0 | 0 | 0 | 0 | 0 | 0
Case A Exploratory Policy Scenario - No Price Control | NJ | Annual | Fossil | Gas | Fuel Consumption | TBtu | 49.541 | 35.2816 | 31.7918 | 28.2387 | 37.4151 | 43.6916 | 15.6473
Case A Exploratory Policy Scenario - No Price Control | NJ | Annual | Fossil | Oil | Fuel Consumption | TBtu | 0 | 0 | 0 | 0 | 0 | 0 | 0
Case A Exploratory Policy Scenario - No Price Control | NJ | Winter | Fossil | Coal | Fuel Consumption | TBtu | 0 | 0 | 0 | 0 | 0 | 0 | 0
Case A Exploratory Policy Scenario - No Price Control | NJ | Winter | Fossil | Gas | Fuel Consumption | TBtu | 6.203 | 4.8273 | 4.8445 | 3.031 | 2.9235 | 2.8175 | 0.55271
Case A Exploratory Policy Scenario - No Price Control | NJ | Winter | Fossil | Oil | Fuel Consumption | TBtu | 0 | 0 | 0 | 0 | 0 | 0 | 0
Case A Exploratory Policy Scenario - No Price Control | NY | Annual | Fossil | Coal | Fuel Consumption | TBtu | 0 | 0 | 0 | 0 | 0 | 0 | 0
Case A Exploratory Policy Scenario - No Price Control | NY | Annual | Fossil | Gas | Fuel Consumption | TBtu | 375.4383 | 251.921 | 213.1747 | 217.7762 | 245.6768 | 256.335 | 249.2487
Case A Exploratory Policy Scenario - No Price Control | NY | Annual | Fossil | Oil | Fuel Consumption | TBtu | 0.66315 | 0 | 0 | 0 | 0 | 0 | 0
Case A Exploratory Policy Scenario - No Price Control | NY | Winter | Fossil | Coal | Fuel Consumption | TBtu | 0 | 0 | 0 | 0 | 0 | 0 | 0
Case A Exploratory Policy Scenario - No Price Control | NY | Winter | Fossil | Gas | Fuel Consumption | TBtu | 103.4326 | 62.3188 | 43.6639 | 46.8567 | 57.1183 | 66.6286 | 48.3496
Case A Exploratory Policy Scenario - No Price Control | NY | Winter | Fossil | Oil | Fuel Consumption | TBtu | 0.66315 | 0 | 0 | 0 | 0 | 0 | 0
Case A Exploratory Policy Scenario - No Price Control | RI | Annual | Fossil | Coal | Fuel Consumption | TBtu | 0 | 0 | 0 | 0 | 0 | 0 | 0
Case A Exploratory Policy Scenario - No Price Control | RI | Annual | Fossil | Gas | Fuel Consumption | TBtu | 40.1099 | 43.0355 | 38.1422 | 43.5795 | 40.0217 | 29.9681 | 21.5647
Case A Exploratory Policy Scenario - No Price Control | RI | Annual | Fossil | Oil | Fuel Consumption | TBtu | 0 | 0 | 0 | 0 | 0 | 0 | 0
Case A Exploratory Policy Scenario - No Price Control | RI | Winter | Fossil | Coal | Fuel Consumption | TBtu | 0 | 0 | 0 | 0 | 0 | 0 | 0
Case A Exploratory Policy Scenario - No Price Control | RI | Winter | Fossil | Gas | Fuel Consumption | TBtu | 9.8982 | 12.2044 | 9.5128 | 10.1646 | 8.2776 | 7.7018 | 8.0598
Case A Exploratory Policy Scenario - No Price Control | RI | Winter | Fossil | Oil | Fuel Consumption | TBtu | 0 | 0 | 0 | 0 | 0 | 0 | 0
Case A Exploratory Policy Scenario - No Price Control | VT | Annual | Fossil | Coal | Fuel Consumption | TBtu | 0 | 0 | 0 | 0 | 0 | 0 | 0
Case A Exploratory Policy Scenario - No Price Control | VT | Annual | Fossil | Gas | Fuel Consumption | TBtu | 0.013227 | 0.008529 | 0.014189 | 0.012716 | 0 | 0 | 0
Case A Exploratory Policy Scenario - No Price Control | VT | Annual | Fossil | Oil | Fuel Consumption | TBtu | 0 | 0 | 0 | 0 | 0 | 0 | 0
Case A Exploratory Policy Scenario - No Price Control | VT | Winter | Fossil | Coal | Fuel Consumption | TBtu | 0 | 0 | 0 | 0 | 0 | 0 | 0
Case A Exploratory Policy Scenario - No Price Control | VT | Winter | Fossil | Gas | Fuel Consumption | TBtu | 0 | 0 | 0 | 0 | 0 | 0 | 0
Case A Exploratory Policy Scenario - No Price Control | VT | Winter | Fossil | Oil | Fuel Consumption | TBtu | 0 | 0 | 0 | 0 | 0 | 0 | 0
Case A Exploratory Policy Scenario - No Price Control | CT | Summer | Fossil | Coal | Fuel Consumption | TBtu | 0 | 0 | 0 | 0 | 0 | 0 | 0
Case A Exploratory Policy Scenario - No Price Control | CT | Summer | Fossil | Gas | Fuel Consumption | TBtu | 49.7611 | 48.8398 | 33.5254 | 37.9567 | 35.7192 | 33.7901 | 8.3497
Case A Exploratory Policy Scenario - No Price Control | CT | Summer | Fossil | Oil | Fuel Consumption | TBtu | 0 | 0 | 0 | 0 | 0 | 0 | 0
Case A Exploratory Policy Scenario - No Price Control | DE | Summer | Fossil | Coal | Fuel Consumption | TBtu | 0 | 0 | 0 | 0 | 0 | 0 | 0
Case A Exploratory Policy Scenario - No Price Control | DE | Summer | Fossil | Gas | Fuel Consumption | TBtu | 7.1854 | 4.6279 | 4.6638 | 4.7114 | 5.4048 | 6.3395 | 2.0175
Case A Exploratory Policy Scenario - No Price Control | DE | Summer | Fossil | Oil | Fuel Consumption | TBtu | 0 | 0 | 0 | 0 | 0 | 0 | 0
Case A Exploratory Policy Scenario - No Price Control | ME | Summer | Fossil | Coal | Fuel Consumption | TBtu | 0 | 0 | 0 | 0 | 0 | 0 | 0
Case A Exploratory Policy Scenario - No Price Control | ME | Summer | Fossil | Gas | Fuel Consumption | TBtu | 3.748 | 1.5409 | 0.37432 | 4.0306 | 0.37432 | 0.57754 | 0.021962
Case A Exploratory Policy Scenario - No Price Control | ME | Summer | Fossil | Oil | Fuel Consumption | TBtu | 0 | 0 | 0 | 0 | 0 | 0 | 0
Case A Exploratory Policy Scenario - No Price Control | MD | Summer | Fossil | Coal | Fuel Consumption | TBtu | 0 | 0 | 0 | 0 | 0 | 0 | 0
Case A Exploratory Policy Scenario - No Price Control | MD | Summer | Fossil | Gas | Fuel Consumption | TBtu | 13.9938 | 9.4148 | 9.3507 | 12.8334 | 14.2082 | 6.2781 | 0.74175
Case A Exploratory Policy Scenario - No Price Control | MD | Summer | Fossil | Oil | Fuel Consumption | TBtu | 0 | 0 | 0 | 0 | 0 | 0 | 0
Case A Exploratory Policy Scenario - No Price Control | MA | Summer | Fossil | Coal | Fuel Consumption | TBtu | 0 | 0 | 0 | 0 | 0 | 0 | 0
Case A Exploratory Policy Scenario - No Price Control | MA | Summer | Fossil | Gas | Fuel Consumption | TBtu | 30.1344 | 33.8449 | 31.5788 | 38.9376 | 30.285 | 22.626 | 10.8615
Case A Exploratory Policy Scenario - No Price Control | MA | Summer | Fossil | Oil | Fuel Consumption | TBtu | 0 | 0 | 0 | 0 | 0 | 0 | 0
Case A Exploratory Policy Scenario - No Price Control | NH | Summer | Fossil | Coal | Fuel Consumption | TBtu | 0 | 0 | 0 | 0 | 0 | 0 | 0
Case A Exploratory Policy Scenario - No Price Control | NH | Summer | Fossil | Gas | Fuel Consumption | TBtu | 6.8868 | 9.9968 | 10.5482 | 12.0848 | 10.0113 | 0.45737 | 0.11607
Case A Exploratory Policy Scenario - No Price Control | NH | Summer | Fossil | Oil | Fuel Consumption | TBtu | 0 | 0 | 0 | 0 | 0 | 0 | 0
Case A Exploratory Policy Scenario - No Price Control | NJ | Summer | Fossil | Coal | Fuel Consumption | TBtu | 0 | 0 | 0 | 0 | 0 | 0 | 0
Case A Exploratory Policy Scenario - No Price Control | NJ | Summer | Fossil | Gas | Fuel Consumption | TBtu | 35.6027 | 26.8073 | 25.1806 | 24.7509 | 33.7297 | 40.256 | 14.8437
Case A Exploratory Policy Scenario - No Price Control | NJ | Summer | Fossil | Oil | Fuel Consumption | TBtu | 0 | 0 | 0 | 0 | 0 | 0 | 0
Case A Exploratory Policy Scenario - No Price Control | NY | Summer | Fossil | Coal | Fuel Consumption | TBtu | 0 | 0 | 0 | 0 | 0 | 0 | 0
Case A Exploratory Policy Scenario - No Price Control | NY | Summer | Fossil | Gas | Fuel Consumption | TBtu | 125.258 | 99.3041 | 86.367 | 88.8574 | 117.6869 | 109.9682 | 130.4419
Case A Exploratory Policy Scenario - No Price Control | NY | Summer | Fossil | Oil | Fuel Consumption | TBtu | 0 | 0 | 0 | 0 | 0 | 0 | 0
Case A Exploratory Policy Scenario - No Price Control | RI | Summer | Fossil | Coal | Fuel Consumption | TBtu | 0 | 0 | 0 | 0 | 0 | 0 | 0
Case A Exploratory Policy Scenario - No Price Control | RI | Summer | Fossil | Gas | Fuel Consumption | TBtu | 13.2744 | 13.4427 | 13.4561 | 13.473 | 13.1914 | 12.8783 | 12.3783
Case A Exploratory Policy Scenario - No Price Control | RI | Summer | Fossil | Oil | Fuel Consumption | TBtu | 0 | 0 | 0 | 0 | 0 | 0 | 0
Case A Exploratory Policy Scenario - No Price Control | VT | Summer | Fossil | Coal | Fuel Consumption | TBtu | 0 | 0 | 0 | 0 | 0 | 0 | 0
Case A Exploratory Policy Scenario - No Price Control | VT | Summer | Fossil | Gas | Fuel Consumption | TBtu | 0.013227 | 0.008529 | 0.008529 | 0.008529 | 0 | 0 | 0
Case A Exploratory Policy Scenario - No Price Control | VT | Summer | Fossil | Oil | Fuel Consumption | TBtu | 0 | 0 | 0 | 0 | 0 | 0 | 0
Case | State/Region | Season | Fuel Type Aggregate | Fuel Type | Metric | Units | 2025 | 2028 | 2030 | 2032 | 2035 | 2037 | 2040
Case A Exploratory Policy Scenario - No Price Control | 10-State Contributions | Annual | Fossil | Coal | Fuel Consumption | TBtu | 7.4862 | 0 | 0 | 0 | 0 | 0 | 0
Case A Exploratory Policy Scenario - No Price Control | 10-State Contributions | Annual | Fossil | Gas | Fuel Consumption | TBtu | 698.5915 | 563.2832 | 440.1679 | 477.9398 | 480.683 | 443.6304 | 331.148
Case A Exploratory Policy Scenario - No Price Control | 10-State Contributions | Annual | Fossil | Oil | Fuel Consumption | TBtu | 0.66315 | 0 | 0 | 0 | 0 | 0 | 0
Case A Exploratory Policy Scenario - No Price Control | 10-State Contributions | Winter | Fossil | Coal | Fuel Consumption | TBtu | 7.4862 | 0 | 0 | 0 | 0 | 0 | 0
Case A Exploratory Policy Scenario - No Price Control | 10-State Contributions | Winter | Fossil | Gas | Fuel Consumption | TBtu | 170.1155 | 136.1269 | 88.9551 | 93.0194 | 92.0036 | 96.0183 | 73.1749
Case A Exploratory Policy Scenario - No Price Control | 10-State Contributions | Winter | Fossil | Oil | Fuel Consumption | TBtu | 0.66315 | 0 | 0 | 0 | 0 | 0 | 0
Case A Exploratory Policy Scenario - No Price Control | 10-State Contributions | Summer | Fossil | Coal | Fuel Consumption | TBtu | 0 | 0 | 0 | 0 | 0 | 0 | 0
Case A Exploratory Policy Scenario - No Price Control | 10-State Contributions | Summer | Fossil | Gas | Fuel Consumption | TBtu | 285.8578 | 247.8278 | 215.0535 | 237.6443 | 260.6108 | 233.1711 | 179.7724
Case A Exploratory Policy Scenario - No Price Control | 10-State Contributions | Summer | Fossil | Oil | Fuel Consumption | TBtu | 0 | 0 | 0 | 0 | 0 | 0 | 0
Case | State/Region | Season | Category | Value | Metric | Units | 2025 | 2028 | 2030 | 2032 | 2035 | 2037 | 2040
Case A Exploratory Policy Scenario - No Price Control | MA | Annual | power | real | firm power prices | $/MWh | 48.5951 | 48.7644 | 46.4746 | 56.3235 | 64.5179 | 62.3849 | 53.3443
Case A Exploratory Policy Scenario - No Price Control | CT | Annual | power | real | firm power prices | $/MWh | 51.021 | 50.7976 | 47.8261 | 58.8112 | 69.2953 | 63.3598 | 49.6909
Case A Exploratory Policy Scenario - No Price Control | ME | Annual | power | real | firm power prices | $/MWh | 50.5043 | 44.1678 | 29.3253 | 38.9898 | 44.389 | 41.8974 | 28.1748
Case A Exploratory Policy Scenario - No Price Control | NH | Annual | power | real | firm power prices | $/MWh | 50.7808 | 48.298 | 45.8944 | 56.6454 | 67.0111 | 63.5719 | 55.4652
Case A Exploratory Policy Scenario - No Price Control | RI | Annual | power | real | firm power prices | $/MWh | 50.27 | 51.5023 | 49.9039 | 60.9627 | 70.1939 | 62.2545 | 45.7193
Case A Exploratory Policy Scenario - No Price Control | VT | Annual | power | real | firm power prices | $/MWh | 54.0903 | 51.2366 | 47.6206 | 58.3222 | 62.5528 | 57.6023 | 43.942
Case A Exploratory Policy Scenario - No Price Control | NY | Annual | power | real | firm power prices | $/MWh | 35.8739 | 39.5636 | 36.4972 | 39.8219 | 47.6583 | 48.6395 | 41.8973
Case A Exploratory Policy Scenario - No Price Control | DE | Annual | power | real | firm power prices | $/MWh | 45.1594 | 46.9278 | 48.6137 | 45.8335 | 50.8884 | 49.0126 | 30.4185
Case A Exploratory Policy Scenario - No Price Control | MD | Annual | power | real | firm power prices | $/MWh | 55.2329 | 48.5339 | 49.3935 | 47.8812 | 52.2732 | 48.4259 | 40.1235
Case A Exploratory Policy Scenario - No Price Control | NJ | Annual | power | real | firm power prices | $/MWh | 44.5692 | 46.5268 | 48.7181 | 48.6241 | 53.8519 | 48.649 | 35.1272
Case A Exploratory Policy Scenario - No Price Control | MA | Annual | power | real | energy prices | $/MWh | 51.021 | 50.7976 | 47.8261 | 50.8888 | 55.825 | 53.5539 | 46.0493
Case A Exploratory Policy Scenario - No Price Control | CT | Annual | power | real | energy prices | $/MWh | 48.5951 | 48.7644 | 46.4746 | 48.4011 | 51.0475 | 52.5789 | 49.7028
Case A Exploratory Policy Scenario - No Price Control | ME | Annual | power | real | energy prices | $/MWh | 50.5043 | 44.1678 | 29.3253 | 31.0675 | 30.9187 | 32.0914 | 24.5332
Case A Exploratory Policy Scenario - No Price Control | NH | Annual | power | real | energy prices | $/MWh | 50.7808 | 48.298 | 45.8944 | 48.723 | 53.5408 | 53.766 | 51.8236
Case A Exploratory Policy Scenario - No Price Control | RI | Annual | power | real | energy prices | $/MWh | 50.27 | 51.5023 | 49.9039 | 53.0403 | 56.7236 | 52.4485 | 42.0778
Case A Exploratory Policy Scenario - No Price Control | VT | Annual | power | real | energy prices | $/MWh | 54.0903 | 51.2366 | 47.6206 | 50.3999 | 49.0825 | 47.7963 | 40.3004
Case A Exploratory Policy Scenario - No Price Control | NY | Annual | power | real | energy prices | $/MWh | 34.9549 | 32.341 | 29.4983 | 32.4897 | 39.5259 | 40.8609 | 36.8791
Case A Exploratory Policy Scenario - No Price Control | DE | Annual | power | real | energy prices | $/MWh | 33.9127 | 31.462 | 30.7758 | 33.9168 | 39.119 | 40.0411 | 25.0966
Case A Exploratory Policy Scenario - No Price Control | MD | Annual | power | real | energy prices | $/MWh | 35.8016 | 33.0682 | 31.5556 | 35.9646 | 40.5038 | 39.4544 | 34.8015
Case A Exploratory Policy Scenario - No Price Control | NJ | Annual | power | real | energy prices | $/MWh | 34.4214 | 30.3501 | 29.2765 | 30.5795 | 37.2503 | 38.5758 | 36.1125
Case A Exploratory Policy Scenario - No Price Control | MA | Annual | power | real | capacity prices | $/kW-yr | 0 | 0 | 0 | 69.4 | 118 | 85.9 | 31.9
Case A Exploratory Policy Scenario - No Price Control | CT | Annual | power | real | capacity prices | $/kW-yr | 0 | 0 | 0 | 69.4 | 118 | 85.9 | 31.9
Case A Exploratory Policy Scenario - No Price Control | ME | Annual | power | real | capacity prices | $/kW-yr | 0 | 0 | 0 | 69.4 | 118 | 85.9 | 31.9
Case A Exploratory Policy Scenario - No Price Control | NH | Annual | power | real | capacity prices | $/kW-yr | 0 | 0 | 0 | 69.4 | 118 | 85.9 | 31.9
Case A Exploratory Policy Scenario - No Price Control | RI | Annual | power | real | capacity prices | $/kW-yr | 0 | 0 | 0 | 69.4 | 118 | 85.9 | 31.9
Case A Exploratory Policy Scenario - No Price Control | VT | Annual | power | real | capacity prices | $/kW-yr | 0 | 0 | 0 | 69.4 | 118 | 85.9 | 31.9
Case A Exploratory Policy Scenario - No Price Control | NY | Annual | power | real | capacity prices | $/kW-yr | 8.05 | 63.27 | 61.31 | 64.23 | 71.24 | 68.14 | 43.96
Case A Exploratory Policy Scenario - No Price Control | DE | Annual | power | real | capacity prices | $/kW-yr | 98.5208 | 135.48 | 156.26 | 104.39 | 103.1 | 78.59 | 46.62
Case A Exploratory Policy Scenario - No Price Control | MD | Annual | power | real | capacity prices | $/kW-yr | 170.2177 | 135.48 | 156.26 | 104.39 | 103.1 | 78.59 | 46.62
Case A Exploratory Policy Scenario - No Price Control | NJ | Annual | power | real | capacity prices | $/kW-yr | 98.5208 | 135.48 | 156.26 | 104.39 | 103.1 | 78.59 | 46.62
Case A Exploratory Policy Scenario - No Price Control | Henry Hub | Annual | natural gas | real | natural gas prices | $/MMBtu | 3.37 | 3.14 | 2.99 | 3.31 | 3.83 | 3.9 | 4.12
Case A Exploratory Policy Scenario - No Price Control | MA | Annual | power | nominal | firm power prices | $/MWh | 53.9165 | 57.5849 | 57.2102 | 72.2767 | 88.1183 | 88.8212 | 80.8357
Case A Exploratory Policy Scenario - No Price Control | CT | Annual | power | nominal | firm power prices | $/MWh | 56.608 | 59.9858 | 58.8738 | 75.469 | 94.6433 | 90.2094 | 75.2994
Case A Exploratory Policy Scenario - No Price Control | ME | Annual | power | nominal | firm power prices | $/MWh | 56.0347 | 52.1569 | 36.0994 | 50.0334 | 60.6263 | 59.6519 | 42.6949
Case A Exploratory Policy Scenario - No Price Control | NH | Annual | power | nominal | firm power prices | $/MWh | 56.3415 | 57.0342 | 56.4959 | 72.6898 | 91.5236 | 90.5113 | 84.0495
Case A Exploratory Policy Scenario - No Price Control | RI | Annual | power | nominal | firm power prices | $/MWh | 55.7747 | 60.8181 | 61.4316 | 78.2299 | 95.8706 | 88.6356 | 69.2811
Case A Exploratory Policy Scenario - No Price Control | VT | Annual | power | nominal | firm power prices | $/MWh | 60.0134 | 60.5043 | 58.6209 | 74.8416 | 85.4344 | 82.012 | 66.5877
Case A Exploratory Policy Scenario - No Price Control | NY | Annual | power | nominal | firm power prices | $/MWh | 39.8022 | 46.7199 | 44.928 | 51.1011 | 65.0915 | 69.2511 | 63.4894
Case A Exploratory Policy Scenario - No Price Control | DE | Annual | power | nominal | firm power prices | $/MWh | 50.1045 | 55.4161 | 59.8434 | 58.8155 | 69.5033 | 69.7823 | 46.0948
Case A Exploratory Policy Scenario - No Price Control | MD | Annual | power | nominal | firm power prices | $/MWh | 61.2811 | 57.3128 | 60.8033 | 61.4432 | 71.3946 | 68.947 | 60.8014
Case A Exploratory Policy Scenario - No Price Control | NJ | Annual | power | nominal | firm power prices | $/MWh | 49.4497 | 54.9426 | 59.9719 | 62.3966 | 73.5507 | 69.2646 | 53.2302
Case A Exploratory Policy Scenario - No Price Control | MA | Annual | power | nominal | energy prices | $/MWh | 56.608 | 59.9858 | 58.8738 | 65.3027 | 76.2456 | 76.248 | 69.7812
Case A Exploratory Policy Scenario - No Price Control | CT | Annual | power | nominal | energy prices | $/MWh | 53.9165 | 57.5849 | 57.2102 | 62.1104 | 69.7206 | 74.8599 | 75.3175
Case A Exploratory Policy Scenario - No Price Control | ME | Annual | power | nominal | energy prices | $/MWh | 56.0347 | 52.1569 | 36.0994 | 39.8671 | 42.2286 | 45.6906 | 37.1766
Case A Exploratory Policy Scenario - No Price Control | NH | Annual | power | nominal | energy prices | $/MWh | 56.3415 | 57.0342 | 56.4959 | 62.5235 | 73.1259 | 76.55 | 78.5313
Case A Exploratory Policy Scenario - No Price Control | RI | Annual | power | nominal | energy prices | $/MWh | 55.7747 | 60.8181 | 61.4316 | 68.0636 | 77.4729 | 74.6743 | 63.7628
Case A Exploratory Policy Scenario - No Price Control | VT | Annual | power | nominal | energy prices | $/MWh | 60.0134 | 60.5043 | 58.6209 | 64.6753 | 67.0367 | 68.0507 | 61.0695
Case A Exploratory Policy Scenario - No Price Control | NY | Annual | power | nominal | energy prices | $/MWh | 38.7826 | 38.1909 | 36.3124 | 41.6922 | 53.9843 | 58.1763 | 55.885
Case A Exploratory Policy Scenario - No Price Control | DE | Annual | power | nominal | energy prices | $/MWh | 37.6263 | 37.1529 | 37.885 | 43.5235 | 53.4286 | 57.009 | 38.0302
Case A Exploratory Policy Scenario - No Price Control | MD | Annual | power | nominal | energy prices | $/MWh | 39.722 | 39.0496 | 38.8449 | 46.1513 | 55.32 | 56.1738 | 52.7368
Case A Exploratory Policy Scenario - No Price Control | NJ | Annual | power | nominal | energy prices | $/MWh | 38.1906 | 35.8398 | 36.0393 | 39.2409 | 50.8764 | 54.9228 | 54.7234
Case A Exploratory Policy Scenario - No Price Control | MA | Annual | power | nominal | capacity prices | $/kW-yr | 0 | 0 | 0 | 89.0571 | 161.164 | 122.3012 | 48.3399
Case A Exploratory Policy Scenario - No Price Control | CT | Annual | power | nominal | capacity prices | $/kW-yr | 0 | 0 | 0 | 89.0571 | 161.164 | 122.3012 | 48.3399
Case A Exploratory Policy Scenario - No Price Control | ME | Annual | power | nominal | capacity prices | $/kW-yr | 0 | 0 | 0 | 89.0571 | 161.164 | 122.3012 | 48.3399
Case A Exploratory Policy Scenario - No Price Control | NH | Annual | power | nominal | capacity prices | $/kW-yr | 0 | 0 | 0 | 89.0571 | 161.164 | 122.3012 | 48.3399
Case A Exploratory Policy Scenario - No Price Control | RI | Annual | power | nominal | capacity prices | $/kW-yr | 0 | 0 | 0 | 89.0571 | 161.164 | 122.3012 | 48.3399
Case A Exploratory Policy Scenario - No Price Control | VT | Annual | power | nominal | capacity prices | $/kW-yr | 0 | 0 | 0 | 89.0571 | 161.164 | 122.3012 | 48.3399
Case A Exploratory Policy Scenario - No Price Control | NY | Annual | power | nominal | capacity prices | $/kW-yr | 8.9315 | 74.7143 | 75.4725 | 82.4227 | 97.2994 | 97.0152 | 66.6151
Case A Exploratory Policy Scenario - No Price Control | DE | Annual | power | nominal | capacity prices | $/kW-yr | 109.3092 | 159.9857 | 192.3558 | 133.9577 | 140.8137 | 111.8935 | 70.6459
Case A Exploratory Policy Scenario - No Price Control | MD | Annual | power | nominal | capacity prices | $/kW-yr | 188.8572 | 159.9857 | 192.3558 | 133.9577 | 140.8137 | 111.8935 | 70.6459
Case A Exploratory Policy Scenario - No Price Control | NJ | Annual | power | nominal | capacity prices | $/kW-yr | 109.3092 | 159.9857 | 192.3558 | 133.9577 | 140.8137 | 111.8935 | 70.6459
Case A Exploratory Policy Scenario - No Price Control | Henry Hub | Annual | natural gas | nominal | natural gas prices | $/MMBtu | 3.739 | 3.708 | 3.6807 | 4.2475 | 5.231 | 5.5527 | 6.2433
Case | Scope | Origin | Destination | Season | Metric | Units | 2025 | 2028 | 2030 | 2032 | 2035 | 2037 | 2040
Case A Exploratory Policy Scenario - No Price Control | Regional | Canada | NYISO | Annual | Energy Flows | TWh | 15.9568 | 21.2271 | 20.6893 | 24.6407 | 25.7216 | 29.7362 | 21.7628
Case A Exploratory Policy Scenario - No Price Control | Regional | ISONE | NYISO | Annual | Energy Flows | TWh | 1.2071 | 0.51784 | 0.4929 | 0.54372 | 0.86758 | 0.98507 | 2.8962
Case A Exploratory Policy Scenario - No Price Control | Regional | PJM Non-RGGI | NYISO | Annual | Energy Flows | TWh | 1.8116 | 3.7253 | 1.4784 | 1.7947 | 2.1112 | 3.4807 | 2.1815
Case A Exploratory Policy Scenario - No Price Control | Regional | PJM RGGI | NYISO | Annual | Energy Flows | TWh | 8.9099 | 6.7748 | 6.4733 | 6.6578 | 10.6017 | 10.6568 | 5.508
Case A Exploratory Policy Scenario - No Price Control | Regional | Imports | NYISO | Annual | Energy Flows | TWh | 27.8854 | 32.2451 | 29.1339 | 33.637 | 39.3021 | 44.8587 | 32.3485
Case A Exploratory Policy Scenario - No Price Control | Regional | NYISO | Canada | Annual | Energy Flows | TWh | 4.4154 | 3.7346 | 4.3652 | 3.9802 | 2.3676 | 2.7854 | 4.9596
Case A Exploratory Policy Scenario - No Price Control | Regional | NYISO | ISONE | Annual | Energy Flows | TWh | 5.8817 | 7.5752 | 7.3748 | 6.784 | 5.9094 | 4.6206 | 5.8106
Case A Exploratory Policy Scenario - No Price Control | Regional | NYISO | PJM Non-RGGI | Annual | Energy Flows | TWh | 0.51053 | 0.3595 | 0.20526 | 0.21441 | 0.12947 | 0.20123 | 0.35018
Case A Exploratory Policy Scenario - No Price Control | Regional | NYISO | PJM RGGI | Annual | Energy Flows | TWh | 0.49659 | 0.26428 | 0.5452 | 0.43172 | 0.32864 | 0.34547 | 1.2329
Case A Exploratory Policy Scenario - No Price Control | Regional | Exports | NYISO | Annual | Energy Flows | TWh | 11.3043 | 11.9335 | 12.4905 | 11.4104 | 8.7351 | 7.9526 | 12.3533
Case A Exploratory Policy Scenario - No Price Control | Regional | Net Imports | NYISO | Annual | Energy Flows | TWh | 16.5812 | 20.3115 | 16.6434 | 22.2266 | 30.567 | 36.9061 | 19.9951
Case A Exploratory Policy Scenario - No Price Control | Regional | Canada | ISONE | Annual | Energy Flows | TWh | 24.0068 | 20.5746 | 20.3993 | 20.5742 | 25.1452 | 23.5211 | 22.7885
Case A Exploratory Policy Scenario - No Price Control | Regional | Imports | ISONE | Annual | Energy Flows | TWh | 30.1151 | 28.2512 | 28.0435 | 27.3583 | 31.0546 | 28.1417 | 28.5991
Case A Exploratory Policy Scenario - No Price Control | Regional | ISONE | Canada | Annual | Energy Flows | TWh | 0 | 0.12554 | 3.0837 | 2.3131 | 1.0044 | 1.2869 | 3.7005
Case A Exploratory Policy Scenario - No Price Control | Regional | Exports | ISONE | Annual | Energy Flows | TWh | 1.2071 | 0.64337 | 3.5766 | 2.8568 | 1.872 | 2.272 | 6.5967
Case A Exploratory Policy Scenario - No Price Control | Regional | Net Imports | ISONE | Annual | Energy Flows | TWh | 28.9079 | 27.6078 | 24.4669 | 24.5014 | 29.1825 | 25.8698 | 22.0024
Case A Exploratory Policy Scenario - No Price Control | Regional | PJM Non-RGGI | PJM RGGI | Annual | Energy Flows | TWh | 43.389 | 44.0132 | 47.7347 | 52.7473 | 49.0256 | 48.6812 | 67.0032
Case A Exploratory Policy Scenario - No Price Control | Regional | Imports | PJM RGGI | Annual | Energy Flows | TWh | 44.4762 | 44.8303 | 49.1063 | 53.7265 | 49.6267 | 49.4678 | 69.223
Case A Exploratory Policy Scenario - No Price Control | Regional | PJM RGGI | PJM Non-RGGI | Annual | Energy Flows | TWh | 5.088 | 6.2804 | 7.3026 | 18.2775 | 10.4058 | 11.1114 | 16.221
Case A Exploratory Policy Scenario - No Price Control | Regional | Exports | PJM RGGI | Annual | Energy Flows | TWh | 13.9979 | 13.0553 | 13.7759 | 24.9353 | 21.0075 | 21.7681 | 21.729
Case A Exploratory Policy Scenario - No Price Control | State | Net Imports | PJM RGGI | Annual | Energy Flows | TWh | 30.4783 | 31.775 | 35.3304 | 28.7912 | 28.6192 | 27.6996 | 47.4941
Case A Exploratory Policy Scenario - No Price Control | State | Net Imports | MD | Annual | Energy Flows | TWh | 36.45 | 33.74 | 31.45 | 31.72 | 27.43 | 21.59 | 6.94
Case A Exploratory Policy Scenario - No Price Control | State | Net Imports | DE | Annual | Energy Flows | TWh | 9.61 | 10.31 | 10.28 | 10.36 | 10.5 | 10.73 | 5.84
Case A Exploratory Policy Scenario - No Price Control | State | Net Imports | NJ | Annual | Energy Flows | TWh | 37.69 | 42.96 | 41.52 | 30.44 | 45.67 | 50.24 | 48.38
Case | Scope | Origin | Destination | Season | Metric | Units | 2025 | 2028 | 2030 | 2032 | 2035 | 2037 | 2040
Case A Exploratory Policy Scenario - No Price Control | 10-State Contributions | Annual | Constraint Shadow Price | real | nominal$ | $/Ton | 25.8491 | 26.8884 | 29.9738 | 33.4133 | 39.3047 | 45.3339 | 53.3272
Case | State/Region | Season | Category | Value | Metric | Units | 2025 | 2028 | 2030 | 2032 | 2035 | 2037 | 2040
Case A Exploratory Policy Scenario - No Price Control | RGGI | Annual | All | RGGI Cap | CO2 Emissions | Thousand Tons | 97840 | 65444 | 47992 | 30541 | 13712 | 7479 | 7479
Case A Exploratory Policy Scenario - No Price Control | RGGI | Annual | All | RGGI Emissions | CO2 Emissions | Thousand Tons | 40767.96 | 31964.7681 | 24643.065 | 26807.6038 | 27123.5693 | 24881.7575 | 18522.4599
Case A Exploratory Policy Scenario - No Price Control | RGGI | Annual | All | Annual Allowance Banking/Withdrawal | CO2 Emissions | Thousand Tons | 57072.04 | 33479.2319 | 23348.935 | 3733.3962 | -13411.5693 | -17402.7575 | -11043.4599
Case A Exploratory Policy Scenario - No Price Control | RGGI | Annual | All | Cumulative Allowance Position | CO2 Emissions | Thousand Tons | 191193.12 | 258151.5837 | 304849.45 | 312316.2455 | 258669.9685 | 223864.4534 | 179690.6137
Case | State/Region | Season | Category | Value | Metric | Units | 2025 | 2028 | 2030 | 2032 | 2035 | 2037 | 2040
Case A Exploratory Policy Scenario - No Price Control | CT | Storage Net Loss | Storage Net Loss | Storage Net Loss | Generation | GWh | -0.29678 | -1.7121 | -19.5699 | -3.0031 | -17.178 | -51.2825 | -49.35
Case A Exploratory Policy Scenario - No Price Control | DE | Storage Net Loss | Storage Net Loss | Storage Net Loss | Generation | GWh | -39.9548 | -39.9548 | -39.9548 | -39.9548 | -39.9548 | -37.3332 | -83.8348
Case A Exploratory Policy Scenario - No Price Control | ME | Storage Net Loss | Storage Net Loss | Storage Net Loss | Generation | GWh | 0 | -7.1272 | -88.8072 | -90 | -93.269 | -110.5374 | -101.9201
Case A Exploratory Policy Scenario - No Price Control | MD | Storage Net Loss | Storage Net Loss | Storage Net Loss | Generation | GWh | -289.817 | -315.811 | -326.378 | -312.2887 | -446.4148 | -670.6795 | -1761.5227
Case A Exploratory Policy Scenario - No Price Control | MA | Storage Net Loss | Storage Net Loss | Storage Net Loss | Generation | GWh | -141.239 | -128.3776 | -265.356 | -209.6263 | -232.8932 | -641.5397 | -1418.0846
Case A Exploratory Policy Scenario - No Price Control | NH | Storage Net Loss | Storage Net Loss | Storage Net Loss | Generation | GWh | 0 | 0 | 0 | 0 | 0 | 0 | 0
Case A Exploratory Policy Scenario - No Price Control | NJ | Storage Net Loss | Storage Net Loss | Storage Net Loss | Generation | GWh | -384.5234 | -406.7153 | -428.4489 | -357.4464 | -325.3236 | -355.508 | -816.6241
Case A Exploratory Policy Scenario - No Price Control | NY | Storage Net Loss | Storage Net Loss | Storage Net Loss | Generation | GWh | -519.1815 | -1620.1938 | -1776.5032 | -1192.4121 | -1036.684 | -1491.0973 | -2436.1656
Case A Exploratory Policy Scenario - No Price Control | RI | Storage Net Loss | Storage Net Loss | Storage Net Loss | Generation | GWh | 0 | 0 | 0 | 0 | 0 | -129.9229 | -370.1462
Case A Exploratory Policy Scenario - No Price Control | VT | Storage Net Loss | Storage Net Loss | Storage Net Loss | Generation | GWh | 0 | 0 | 0 | 0 | -86.9257 | -127.7243 | -164.6388
Case A Exploratory Policy Scenario - No Price Control | 10-State Contributions | Storage Net Loss | Storage Net Loss | Storage Net Loss | Generation | GWh | -1375.0125 | -2519.8919 | ######### | -2204.7313 | -2278.6431 | -3615.6249 | -7202.287
Case A Exploratory Policy Scenario - No Price Control | RGGI PJM | Storage Net Loss | Storage Net Loss | Storage Net Loss | Generation | GWh | -714.2952 | -762.4811 | -794.7817 | -709.6899 | -811.6932 | -1063.5208 | -2661.9817
Case A Exploratory Policy Scenario - No Price Control | ISONE | Storage Net Loss | Storage Net Loss | Storage Net Loss | Generation | GWh | -141.5358 | -137.217 | -373.7332 | -302.6293 | -430.2659 | -1061.0068 | -2104.1398
Case | State/Region | Technology Aggregate | Technology Type | Technology Sub-Type | Metric | Units | 2025 | 2028 | 2030 | 2032 | 2035 | 2037 | 2040
Case B Exploratory Policy Scenario - No Price Control | CT | Coal | Coal | Coal | Capacity | MW | 0 | 0 | 0 | 0 | 0 | 0 | 0
Case B Exploratory Policy Scenario - No Price Control | CT | Coal with CCS | Coal with CCS | Coal with CCS | Capacity | MW | 0 | 0 | 0 | 0 | 0 | 0 | 0
Case B Exploratory Policy Scenario - No Price Control | CT | Combined Cycle | Combined Cycle | Combined Cycle | Capacity | MW | 4701.565 | 4701.565 | 4701.565 | 4701.565 | 4701.565 | 4701.565 | 4701.565
Case B Exploratory Policy Scenario - No Price Control | CT | Combustion Turbine | Combustion Turbine | Combustion Turbine | Capacity | MW | 1461.172 | 1444.049 | 1444.049 | 1444.049 | 1444.049 | 1444.049 | 1444.049
Case B Exploratory Policy Scenario - No Price Control | CT | Oil/Gas | Oil/Gas | Oil/Gas | Capacity | MW | 1758.795 | 1641.795 | 1641.795 | 1641.795 | 1641.795 | 1641.795 | 1641.795
Case B Exploratory Policy Scenario - No Price Control | CT | Other | Other | Other | Capacity | MW | 5.6 | 5.6 | 5.6 | 5.6 | 5.6 | 5.6 | 5.6
Case B Exploratory Policy Scenario - No Price Control | CT | Nuclear | Nuclear | Nuclear | Capacity | MW | 2102 | 2102 | 2102 | 2102 | 2102 | 2102 | 2102
Case B Exploratory Policy Scenario - No Price Control | CT | Hydro | Hydro | Hydro | Capacity | MW | 158.881 | 158.881 | 158.881 | 158.881 | 158.881 | 158.881 | 158.881
Case B Exploratory Policy Scenario - No Price Control | CT | Solar PV | Solar PV | Solar PV | Capacity | MW | 433.9 | 433.9 | 433.9 | 433.9 | 433.9 | 433.9 | 433.9
Case B Exploratory Policy Scenario - No Price Control | CT | Onshore Wind | Onshore Wind | Onshore Wind | Capacity | MW | 4.8 | 4.8 | 4.8 | 4.8 | 4.8 | 4.8 | 4.8
Case B Exploratory Policy Scenario - No Price Control | CT | Battery Storage | Battery Storage | Battery Storage | Capacity | MW | 0 | 205.32 | 205.32 | 205.32 | 205.32 | 205.32 | 205.32
Case B Exploratory Policy Scenario - No Price Control | CT | Other RE | Other RE | Other RE | Capacity | MW | 268.309 | 215.709 | 215.709 | 215.709 | 215.709 | 215.709 | 24.918
Case B Exploratory Policy Scenario - No Price Control | CT | Combined Cycle | New Combined Cycle | New Combined Cycle | Capacity | MW | 0 | 0 | 0 | 0 | 0 | 0 | 0
Case B Exploratory Policy Scenario - No Price Control | CT | Combustion Turbine | New Combustion Turbine | New Combustion Turbine | Capacity | MW | 0 | 0 | 0 | 0 | 63 | 63 | 63
Case B Exploratory Policy Scenario - No Price Control | CT | Other | New Other | New Other | Capacity | MW | 0 | 0 | 0 | 0 | 0 | 0 | 0
Case B Exploratory Policy Scenario - No Price Control | CT | Other RE | New Other RE | New Other RE | Capacity | MW | 0 | 0 | 0 | 0 | 59 | 59 | 59
Case B Exploratory Policy Scenario - No Price Control | CT | Solar PV | New Solar PV | New Solar PV | Capacity | MW | 0 | 0 | 0 | 0 | 0 | 0 | 0
Case B Exploratory Policy Scenario - No Price Control | CT | Onshore Wind | New Onshore Wind | New Onshore Wind | Capacity | MW | 0 | 0 | 0 | 0 | 0 | 0 | 0
Case B Exploratory Policy Scenario - No Price Control | CT | Offshore Wind | New Offshore Wind | New Offshore Wind | Capacity | MW | 304 | 304 | 2000 | 2000 | 2000 | 2000 | 2000
Case B Exploratory Policy Scenario - No Price Control | CT | Battery Storage | New Battery Storage | New Battery Storage | Capacity | MW | 300 | 445 | 795 | 795 | 795 | 795 | 795
Case B Exploratory Policy Scenario - No Price Control | CT | Solar PV | New Solar PV | New Paired Solar PV | Capacity | MW | 0 | 0 | 0 | 0 | 0 | 0 | 4193.1525
Case B Exploratory Policy Scenario - No Price Control | CT | Battery Storage | New Battery Storage | New Paired Battery Storage | Capacity | MW | 0 | 0 | 0 | 0 | 0 | 0 | 2515.8915
Case B Exploratory Policy Scenario - No Price Control | CT | Hydrogen | New Hydrogen | New H2 CC | Capacity | MW | 0 | 0 | 0 | 0 | 0 | 0 | 0
Case B Exploratory Policy Scenario - No Price Control | CT | Hydrogen | New Hydrogen | New H2 CT | Capacity | MW | 0 | 0 | 0 | 0 | 0 | 0 | 0
Case B Exploratory Policy Scenario - No Price Control | CT | Retire Coal | Retire Coal | Retire Coal | Capacity | MW | 0 | 0 | 0 | 0 | 0 | 0 | 0
Case B Exploratory Policy Scenario - No Price Control | CT | Retire Combined Cycle | Retire Combined Cycle | Retire Combined Cycle | Capacity | MW | 0 | 0 | 0 | 0 | 0 | 0 | 0
Case B Exploratory Policy Scenario - No Price Control | CT | Retire Combustion Turbine | Retire Combustion Turbine | Retire Combustion Turbine | Capacity | MW | 0 | 0 | 0 | 0 | 0 | 0 | 0
Case B Exploratory Policy Scenario - No Price Control | CT | Retire Oil/Gas | Retire Oil/Gas | Retire Oil/Gas | Capacity | MW | 0 | 0 | 0 | 0 | 0 | 0 | 0
Case B Exploratory Policy Scenario - No Price Control | CT | Retire Other | Retire Other | Retire Other | Capacity | MW | 0 | 52.6 | 52.6 | 52.6 | 52.6 | 52.6 | 243.391
Case B Exploratory Policy Scenario - No Price Control | CT | Retire Nuclear | Retire Nuclear | Retire Nuclear | Capacity | MW | 0 | 0 | 0 | 0 | 0 | 0 | 0
Case B Exploratory Policy Scenario - No Price Control | DE | Coal | Coal | Coal | Capacity | MW | 420 | 0 | 0 | 0 | 0 | 0 | 0
Case B Exploratory Policy Scenario - No Price Control | DE | Coal with CCS | Coal with CCS | Coal with CCS | Capacity | MW | 0 | 0 | 0 | 0 | 0 | 0 | 0
Case B Exploratory Policy Scenario - No Price Control | DE | Combined Cycle | Combined Cycle | Combined Cycle | Capacity | MW | 1399 | 1399 | 1399 | 1399 | 1399 | 1399 | 1399
Case B Exploratory Policy Scenario - No Price Control | DE | Combustion Turbine | Combustion Turbine | Combustion Turbine | Capacity | MW | 370.5 | 370.5 | 370.5 | 370.5 | 370.5 | 370.5 | 370.5
Case B Exploratory Policy Scenario - No Price Control | DE | Oil/Gas | Oil/Gas | Oil/Gas | Capacity | MW | 840 | 840 | 840 | 840 | 840 | 840 | 840
Case B Exploratory Policy Scenario - No Price Control | DE | Other | Other | Other | Capacity | MW | 0 | 0 | 0 | 0 | 0 | 0 | 0
Case B Exploratory Policy Scenario - No Price Control | DE | Nuclear | Nuclear | Nuclear | Capacity | MW | 0 | 0 | 0 | 0 | 0 | 0 | 0
Case B Exploratory Policy Scenario - No Price Control | DE | Hydro | Hydro | Hydro | Capacity | MW | 0 | 0 | 0 | 0 | 0 | 0 | 0
Case B Exploratory Policy Scenario - No Price Control | DE | Solar PV | Solar PV | Solar PV | Capacity | MW | 255.1 | 255.1 | 255.1 | 255.1 | 255.1 | 255.1 | 255.1
Case B Exploratory Policy Scenario - No Price Control | DE | Onshore Wind | Onshore Wind | Onshore Wind | Capacity | MW | 2 | 2 | 2 | 2 | 2 | 2 | 2
Case B Exploratory Policy Scenario - No Price Control | DE | Battery Storage | Battery Storage | Battery Storage | Capacity | MW | 0 | 0 | 0 | 0 | 0 | 0 | 0
Case B Exploratory Policy Scenario - No Price Control | DE | Other RE | Other RE | Other RE | Capacity | MW | 34.7 | 34.7 | 34.7 | 34.7 | 34.7 | 34.7 | 34.7
Case B Exploratory Policy Scenario - No Price Control | DE | Combined Cycle | New Combined Cycle | New Combined Cycle | Capacity | MW | 0 | 0 | 0 | 0 | 0 | 0 | 0
Case B Exploratory Policy Scenario - No Price Control | DE | Combustion Turbine | New Combustion Turbine | New Combustion Turbine | Capacity | MW | 0 | 0 | 451 | 451 | 451 | 451 | 451
Case B Exploratory Policy Scenario - No Price Control | DE | Other | New Other | New Other | Capacity | MW | 0 | 0 | 0 | 0 | 0 | 0 | 0
Case B Exploratory Policy Scenario - No Price Control | DE | Other RE | New Other RE | New Other RE | Capacity | MW | 0 | 0 | 0 | 0 | 0 | 0 | 0
Case B Exploratory Policy Scenario - No Price Control | DE | Solar PV | New Solar PV | New Solar PV | Capacity | MW | 0 | 0 | 0 | 0 | 0 | 0 | 1072.1234
Case B Exploratory Policy Scenario - No Price Control | DE | Onshore Wind | New Onshore Wind | New Onshore Wind | Capacity | MW | 0 | 0 | 0 | 0 | 0 | 0 | 0
Case B Exploratory Policy Scenario - No Price Control | DE | Offshore Wind | New Offshore Wind | New Offshore Wind | Capacity | MW | 0 | 0 | 0 | 0 | 0 | 0 | 0
Case B Exploratory Policy Scenario - No Price Control | DE | Battery Storage | New Battery Storage | New Battery Storage | Capacity | MW | 0 | 0 | 0 | 0 | 0 | 0 | 0
Case B Exploratory Policy Scenario - No Price Control | DE | Solar PV | New Solar PV | New Paired Solar PV | Capacity | MW | 0 | 0 | 0 | 0 | 0 | 0 | 0
Case B Exploratory Policy Scenario - No Price Control | DE | Battery Storage | New Battery Storage | New Paired Battery Storage | Capacity | MW | 0 | 0 | 0 | 0 | 0 | 0 | 0
Case B Exploratory Policy Scenario - No Price Control | DE | Hydrogen | New Hydrogen | New H2 CC | Capacity | MW | 0 | 0 | 0 | 0 | 0 | 0 | 0
Case B Exploratory Policy Scenario - No Price Control | DE | Hydrogen | New Hydrogen | New H2 CT | Capacity | MW | 0 | 0 | 0 | 0 | 0 | 0 | 0
Case B Exploratory Policy Scenario - No Price Control | DE | Retire Coal | Retire Coal | Retire Coal | Capacity | MW | 0 | 0 | 0 | 0 | 0 | 0 | 0
Case B Exploratory Policy Scenario - No Price Control | DE | Retire Combined Cycle | Retire Combined Cycle | Retire Combined Cycle | Capacity | MW | 0 | 0 | 0 | 0 | 0 | 0 | 0
Case B Exploratory Policy Scenario - No Price Control | DE | Retire Combustion Turbine | Retire Combustion Turbine | Retire Combustion Turbine | Capacity | MW | 0 | 0 | 0 | 0 | 0 | 0 | 0
Case B Exploratory Policy Scenario - No Price Control | DE | Retire Oil/Gas | Retire Oil/Gas | Retire Oil/Gas | Capacity | MW | 0 | 0 | 0 | 0 | 0 | 0 | 0
Case B Exploratory Policy Scenario - No Price Control | DE | Retire Other | Retire Other | Retire Other | Capacity | MW | 0 | 0 | 0 | 0 | 0 | 0 | 0
Case B Exploratory Policy Scenario - No Price Control | DE | Retire Nuclear | Retire Nuclear | Retire Nuclear | Capacity | MW | 0 | 0 | 0 | 0 | 0 | 0 | 0
Case B Exploratory Policy Scenario - No Price Control | ME | Coal | Coal | Coal | Capacity | MW | 0 | 0 | 0 | 0 | 0 | 0 | 0
Case B Exploratory Policy Scenario - No Price Control | ME | Coal with CCS | Coal with CCS | Coal with CCS | Capacity | MW | 0 | 0 | 0 | 0 | 0 | 0 | 0
Case B Exploratory Policy Scenario - No Price Control | ME | Combined Cycle | Combined Cycle | Combined Cycle | Capacity | MW | 1248.956 | 1248.956 | 1248.956 | 1248.956 | 1248.956 | 1248.956 | 1248.956
Case B Exploratory Policy Scenario - No Price Control | ME | Combustion Turbine | Combustion Turbine | Combustion Turbine | Capacity | MW | 363.794 | 363.794 | 363.794 | 363.794 | 363.794 | 363.794 | 363.794
Case B Exploratory Policy Scenario - No Price Control | ME | Oil/Gas | Oil/Gas | Oil/Gas | Capacity | MW | 744.997 | 744.997 | 744.997 | 744.997 | 744.997 | 744.997 | 744.997
Case B Exploratory Policy Scenario - No Price Control | ME | Other | Other | Other | Capacity | MW | 0 | 0 | 0 | 0 | 0 | 0 | 0
Case B Exploratory Policy Scenario - No Price Control | ME | Nuclear | Nuclear | Nuclear | Capacity | MW | 0 | 0 | 0 | 0 | 0 | 0 | 0
Case B Exploratory Policy Scenario - No Price Control | ME | Hydro | Hydro | Hydro | Capacity | MW | 547.898 | 547.898 | 547.898 | 547.898 | 547.898 | 547.898 | 547.898
Case B Exploratory Policy Scenario - No Price Control | ME | Solar PV | Solar PV | Solar PV | Capacity | MW | 646.4 | 646.4 | 646.4 | 646.4 | 646.4 | 646.4 | 646.4
Case B Exploratory Policy Scenario - No Price Control | ME | Onshore Wind | Onshore Wind | Onshore Wind | Capacity | MW | 1240.7 | 1240.7 | 1240.7 | 1240.7 | 1240.7 | 1240.7 | 1240.7
Case B Exploratory Policy Scenario - No Price Control | ME | Battery Storage | Battery Storage | Battery Storage | Capacity | MW | 193.2 | 193.2 | 193.2 | 193.2 | 193.2 | 193.2 | 193.2
Case B Exploratory Policy Scenario - No Price Control | ME | Other RE | Other RE | Other RE | Capacity | MW | 289.252 | 75.6339 | 68.856 | 68.856 | 68.856 | 68.856 | 31.6
Case B Exploratory Policy Scenario - No Price Control | ME | Combined Cycle | New Combined Cycle | New Combined Cycle | Capacity | MW | 0 | 0 | 0 | 0 | 0 | 0 | 0
Case B Exploratory Policy Scenario - No Price Control | ME | Combustion Turbine | New Combustion Turbine | New Combustion Turbine | Capacity | MW | 0 | 0 | 0 | 0 | 0 | 0 | 0
Case B Exploratory Policy Scenario - No Price Control | ME | Other | New Other | New Other | Capacity | MW | 0 | 0 | 0 | 0 | 0 | 0 | 0
Case B Exploratory Policy Scenario - No Price Control | ME | Other RE | New Other RE | New Other RE | Capacity | MW | 0 | 0 | 0 | 0 | 0 | 0 | 0
Case B Exploratory Policy Scenario - No Price Control | ME | Solar PV | New Solar PV | New Solar PV | Capacity | MW | 0 | 0 | 0 | 0 | 0 | 0 | 0
Case B Exploratory Policy Scenario - No Price Control | ME | Onshore Wind | New Onshore Wind | New Onshore Wind | Capacity | MW | 0 | 470.6658 | 1340.4841 | 1340.4841 | 2122 | 2229.0649 | 2352
Case B Exploratory Policy Scenario - No Price Control | ME | Offshore Wind | New Offshore Wind | New Offshore Wind | Capacity | MW | 11 | 11 | 11 | 11 | 11 | 11 | 3000
Case B Exploratory Policy Scenario - No Price Control | ME | Battery Storage | New Battery Storage | New Battery Storage | Capacity | MW | 107 | 107 | 207 | 207 | 207 | 207 | 207
Case B Exploratory Policy Scenario - No Price Control | ME | Solar PV | New Solar PV | New Paired Solar PV | Capacity | MW | 0 | 0 | 0 | 0 | 0 | 0 | 0
Case B Exploratory Policy Scenario - No Price Control | ME | Battery Storage | New Battery Storage | New Paired Battery Storage | Capacity | MW | 0 | 0 | 0 | 0 | 0 | 0 | 0
Case B Exploratory Policy Scenario - No Price Control | ME | Hydrogen | New Hydrogen | New H2 CC | Capacity | MW | 0 | 0 | 0 | 0 | 0 | 0 | 0
Case B Exploratory Policy Scenario - No Price Control | ME | Hydrogen | New Hydrogen | New H2 CT | Capacity | MW | 0 | 0 | 0 | 0 | 0 | 0 | 0
Case B Exploratory Policy Scenario - No Price Control | ME | Retire Coal | Retire Coal | Retire Coal | Capacity | MW | 0 | 0 | 0 | 0 | 0 | 0 | 0
Case B Exploratory Policy Scenario - No Price Control | ME | Retire Combined Cycle | Retire Combined Cycle | Retire Combined Cycle | Capacity | MW | 0 | 0 | 0 | 0 | 0 | 0 | 0
Case B Exploratory Policy Scenario - No Price Control | ME | Retire Combustion Turbine | Retire Combustion Turbine | Retire Combustion Turbine | Capacity | MW | 0 | 0 | 0 | 0 | 0 | 0 | 0
Case B Exploratory Policy Scenario - No Price Control | ME | Retire Oil/Gas | Retire Oil/Gas | Retire Oil/Gas | Capacity | MW | 0 | 0 | 0 | 0 | 0 | 0 | 0
Case B Exploratory Policy Scenario - No Price Control | ME | Retire Other | Retire Other | Retire Other | Capacity | MW | 0 | 213.6181 | 220.396 | 220.396 | 220.396 | 220.396 | 257.652
Case B Exploratory Policy Scenario - No Price Control | ME | Retire Nuclear | Retire Nuclear | Retire Nuclear | Capacity | MW | 0 | 0 | 0 | 0 | 0 | 0 | 0
Case B Exploratory Policy Scenario - No Price Control | MD | Coal | Coal | Coal | Capacity | MW | 1275.497 | -2.2737e-13 | 0 | 0 | 0 | 0 | 0
Case B Exploratory Policy Scenario - No Price Control | MD | Coal with CCS | Coal with CCS | Coal with CCS | Capacity | MW | 0 | 0 | 0 | 0 | 0 | 0 | 0
Case B Exploratory Policy Scenario - No Price Control | MD | Combined Cycle | Combined Cycle | Combined Cycle | Capacity | MW | 2168.62 | 2168.62 | 2168.62 | 2168.62 | 2168.62 | 2168.62 | 2168.62
Case B Exploratory Policy Scenario - No Price Control | MD | Combustion Turbine | Combustion Turbine | Combustion Turbine | Capacity | MW | 2107.3 | 2077.4 | 2077.4 | 2077.4 | 2077.4 | 2077.4 | 2077.4
Case B Exploratory Policy Scenario - No Price Control | MD | Oil/Gas | Oil/Gas | Oil/Gas | Capacity | MW | 2224 | 1548 | 1548 | 1548 | 1548 | 1548 | 1548
Case B Exploratory Policy Scenario - No Price Control | MD | Other | Other | Other | Capacity | MW | 0 | 0 | 0 | 0 | 0 | 0 | 0
Case B Exploratory Policy Scenario - No Price Control | MD | Nuclear | Nuclear | Nuclear | Capacity | MW | 1744.1 | 1744.1 | 1744.1 | 1744.1 | 1744.1 | 1744.1 | 1744.1
Case B Exploratory Policy Scenario - No Price Control | MD | Hydro | Hydro | Hydro | Capacity | MW | 566.48 | 566.48 | 566.48 | 566.48 | 566.48 | 566.48 | 566.48
Case B Exploratory Policy Scenario - No Price Control | MD | Solar PV | Solar PV | Solar PV | Capacity | MW | 1467.449 | 1563.249 | 1563.249 | 1563.249 | 1563.249 | 1563.249 | 1563.249
Case B Exploratory Policy Scenario - No Price Control | MD | Onshore Wind | Onshore Wind | Onshore Wind | Capacity | MW | 260 | 260 | 260 | 260 | 260 | 260 | 260
Case B Exploratory Policy Scenario - No Price Control | MD | Battery Storage | Battery Storage | Battery Storage | Capacity | MW | 6.5 | 6.5 | 6.5 | 6.5 | 6.5 | 6.5 | 6.5
Case B Exploratory Policy Scenario - No Price Control | MD | Other RE | Other RE | Other RE | Capacity | MW | 131.2 | 127.7 | 73.7 | 73.7 | 73.7 | 73.7 | 73.7
Case B Exploratory Policy Scenario - No Price Control | MD | Combined Cycle | New Combined Cycle | New Combined Cycle | Capacity | MW | 0 | 0 | 0 | 0 | 0 | 0 | 0
Case B Exploratory Policy Scenario - No Price Control | MD | Combustion Turbine | New Combustion Turbine | New Combustion Turbine | Capacity | MW | 0 | 0 | 87 | 87 | 87 | 87 | 87
Case B Exploratory Policy Scenario - No Price Control | MD | Other | New Other | New Other | Capacity | MW | 0 | 0 | 0 | 0 | 0 | 0 | 0
Case B Exploratory Policy Scenario - No Price Control | MD | Other RE | New Other RE | New Other RE | Capacity | MW | 0 | 0 | 0 | 0 | 0 | 0 | 0
Case B Exploratory Policy Scenario - No Price Control | MD | Solar PV | New Solar PV | New Solar PV | Capacity | MW | 0 | 0 | 0 | 0 | 0 | 3529.8987 | 4537.3276
Case B Exploratory Policy Scenario - No Price Control | MD | Onshore Wind | New Onshore Wind | New Onshore Wind | Capacity | MW | 0 | 209 | 678 | 678 | 1303 | 1303 | 1303
Case B Exploratory Policy Scenario - No Price Control | MD | Offshore Wind | New Offshore Wind | New Offshore Wind | Capacity | MW | 0 | 1056.8 | 1056.8 | 8499.8 | 8499.8 | 8499.8 | 8499.8
Case B Exploratory Policy Scenario - No Price Control | MD | Battery Storage | New Battery Storage | New Battery Storage | Capacity | MW | 404.4695 | 404.4695 | 404.4695 | 404.4695 | 404.4695 | 404.4695 | 404.4695
Case B Exploratory Policy Scenario - No Price Control | MD | Solar PV | New Solar PV | New Paired Solar PV | Capacity | MW | 0 | 0 | 0 | 0 | 314.6289 | 784.7302 | 5777.3013
Case B Exploratory Policy Scenario - No Price Control | MD | Battery Storage | New Battery Storage | New Paired Battery Storage | Capacity | MW | 0 | 0 | 0 | 0 | 188.7773 | 470.8381 | 3466.3808
Case B Exploratory Policy Scenario - No Price Control | MD | Hydrogen | New Hydrogen | New H2 CC | Capacity | MW | 0 | 0 | 0 | 0 | 0 | 0 | 0
Case B Exploratory Policy Scenario - No Price Control | MD | Hydrogen | New Hydrogen | New H2 CT | Capacity | MW | 0 | 0 | 0 | 0 | 0 | 0 | 0
Case B Exploratory Policy Scenario - No Price Control | MD | Retire Coal | Retire Coal | Retire Coal | Capacity | MW | 0 | 1275.497 | 0 | 0 | 0 | 0 | 0
Case B Exploratory Policy Scenario - No Price Control | MD | Retire Combined Cycle | Retire Combined Cycle | Retire Combined Cycle | Capacity | MW | 0 | 0 | 0 | 0 | 0 | 0 | 0
Case B Exploratory Policy Scenario - No Price Control | MD | Retire Combustion Turbine | Retire Combustion Turbine | Retire Combustion Turbine | Capacity | MW | 0 | 0 | 0 | 0 | 0 | 0 | 0
Case B Exploratory Policy Scenario - No Price Control | MD | Retire Oil/Gas | Retire Oil/Gas | Retire Oil/Gas | Capacity | MW | 0 | 0 | 0 | 0 | 0 | 0 | 0
Case B Exploratory Policy Scenario - No Price Control | MD | Retire Other | Retire Other | Retire Other | Capacity | MW | 0 | 3.5 | 57.5 | 57.5 | 57.5 | 57.5 | 57.5
Case B Exploratory Policy Scenario - No Price Control | MD | Retire Nuclear | Retire Nuclear | Retire Nuclear | Capacity | MW | 0 | 0 | 0 | 0 | 0 | 0 | 0
Case B Exploratory Policy Scenario - No Price Control | MA | Coal | Coal | Coal | Capacity | MW | 0 | 0 | 0 | 0 | 0 | 0 | 0
Case B Exploratory Policy Scenario - No Price Control | MA | Coal with CCS | Coal with CCS | Coal with CCS | Capacity | MW | 0 | 0 | 0 | 0 | 0 | 0 | 0
Case B Exploratory Policy Scenario - No Price Control | MA | Combined Cycle | Combined Cycle | Combined Cycle | Capacity | MW | 4853.0668 | 4778.1638 | 4778.1638 | 4778.1638 | 4778.1638 | 4778.1638 | 4778.1638
Case B Exploratory Policy Scenario - No Price Control | MA | Combustion Turbine | Combustion Turbine | Combustion Turbine | Capacity | MW | 1330.142 | 1205.622 | 1205.622 | 1205.622 | 1205.622 | 1205.622 | 1205.622
Case B Exploratory Policy Scenario - No Price Control | MA | Oil/Gas | Oil/Gas | Oil/Gas | Capacity | MW | 1143.9 | 1143.9 | 1143.9 | 1143.9 | 1143.9 | 1143.9 | 1143.9
Case B Exploratory Policy Scenario - No Price Control | MA | Other | Other | Other | Capacity | MW | 0 | 0 | 0 | 0 | 0 | 0 | 0
Case B Exploratory Policy Scenario - No Price Control | MA | Nuclear | Nuclear | Nuclear | Capacity | MW | 0 | 0 | 0 | 0 | 0 | 0 | 0
Case B Exploratory Policy Scenario - No Price Control | MA | Hydro | Hydro | Hydro | Capacity | MW | 2073.133 | 2073.133 | 2073.133 | 2073.133 | 2073.133 | 2073.133 | 2073.133
Case B Exploratory Policy Scenario - No Price Control | MA | Solar PV | Solar PV | Solar PV | Capacity | MW | 1269.7475 | 1269.7475 | 1269.7475 | 1269.7475 | 1269.7475 | 1269.7475 | 1269.7475
Case B Exploratory Policy Scenario - No Price Control | MA | Onshore Wind | Onshore Wind | Onshore Wind | Capacity | MW | 117.949 | 117.949 | 117.949 | 117.949 | 117.949 | 117.949 | 117.949
Case B Exploratory Policy Scenario - No Price Control | MA | Battery Storage | Battery Storage | Battery Storage | Capacity | MW | 406 | 1062 | 1062 | 1062 | 1062 | 1062 | 1062
Case B Exploratory Policy Scenario - No Price Control | MA | Other RE | Other RE | Other RE | Capacity | MW | 286.899 | 219.899 | 219.899 | 219.899 | 219.899 | 219.899 | 219.899
Case B Exploratory Policy Scenario - No Price Control | MA | Combined Cycle | New Combined Cycle | New Combined Cycle | Capacity | MW | 0 | 0 | 0 | 0 | 0 | 0 | 0
Case B Exploratory Policy Scenario - No Price Control | MA | Combustion Turbine | New Combustion Turbine | New Combustion Turbine | Capacity | MW | 0 | 0 | 0 | 0 | 0 | 0 | 0
Case B Exploratory Policy Scenario - No Price Control | MA | Other | New Other | New Other | Capacity | MW | 0 | 0 | 0 | 0 | 0 | 0 | 0
Case B Exploratory Policy Scenario - No Price Control | MA | Other RE | New Other RE | New Other RE | Capacity | MW | 0 | 0 | 0 | 0 | 0 | 0 | 0
Case B Exploratory Policy Scenario - No Price Control | MA | Solar PV | New Solar PV | New Solar PV | Capacity | MW | 0 | 0 | 0 | 0 | 0 | 0 | 6000
Case B Exploratory Policy Scenario - No Price Control | MA | Onshore Wind | New Onshore Wind | New Onshore Wind | Capacity | MW | 0 | 0 | 0 | 0 | 0 | 0 | 0
Case B Exploratory Policy Scenario - No Price Control | MA | Offshore Wind | New Offshore Wind | New Offshore Wind | Capacity | MW | 800 | 800 | 800 | 800 | 800 | 5600 | 5600
Case B Exploratory Policy Scenario - No Price Control | MA | Battery Storage | New Battery Storage | New Battery Storage | Capacity | MW | 594 | 594 | 594 | 594 | 594 | 594 | 594
Case B Exploratory Policy Scenario - No Price Control | MA | Solar PV | New Solar PV | New Paired Solar PV | Capacity | MW | 0 | 0 | 0 | 0 | 941.406 | 3653.415 | 3653.415
Case B Exploratory Policy Scenario - No Price Control | MA | Battery Storage | New Battery Storage | New Paired Battery Storage | Capacity | MW | 0 | 0 | 0 | 0 | 564.8436 | 2192.049 | 2192.049
Case B Exploratory Policy Scenario - No Price Control | MA | Hydrogen | New Hydrogen | New H2 CC | Capacity | MW | 0 | 0 | 0 | 0 | 0 | 0 | 0
Case B Exploratory Policy Scenario - No Price Control | MA | Hydrogen | New Hydrogen | New H2 CT | Capacity | MW | 0 | 0 | 0 | 0 | 0 | 0 | 0
Case B Exploratory Policy Scenario - No Price Control | MA | Retire Coal | Retire Coal | Retire Coal | Capacity | MW | 0 | 0 | 0 | 0 | 0 | 0 | 0
Case B Exploratory Policy Scenario - No Price Control | MA | Retire Combined Cycle | Retire Combined Cycle | Retire Combined Cycle | Capacity | MW | 0 | 0 | 0 | 0 | 0 | 0 | 0
Case B Exploratory Policy Scenario - No Price Control | MA | Retire Combustion Turbine | Retire Combustion Turbine | Retire Combustion Turbine | Capacity | MW | 0 | 0 | 0 | 0 | 0 | 0 | 0
Case B Exploratory Policy Scenario - No Price Control | MA | Retire Oil/Gas | Retire Oil/Gas | Retire Oil/Gas | Capacity | MW | 0 | 0 | 0 | 0 | 0 | 0 | 0
Case B Exploratory Policy Scenario - No Price Control | MA | Retire Other | Retire Other | Retire Other | Capacity | MW | 0 | 67 | 67 | 67 | 67 | 67 | 67
Case B Exploratory Policy Scenario - No Price Control | MA | Retire Nuclear | Retire Nuclear | Retire Nuclear | Capacity | MW | 0 | 0 | 0 | 0 | 0 | 0 | 0
Case B Exploratory Policy Scenario - No Price Control | NH | Coal | Coal | Coal | Capacity | MW | 518.856 | 0 | 0 | 0 | 0 | 0 | 0
Case B Exploratory Policy Scenario - No Price Control | NH | Coal with CCS | Coal with CCS | Coal with CCS | Capacity | MW | 0 | 0 | 0 | 0 | 0 | 0 | 0
Case B Exploratory Policy Scenario - No Price Control | NH | Combined Cycle | Combined Cycle | Combined Cycle | Capacity | MW | 1183.694 | 1183.694 | 1183.694 | 1183.694 | 1183.694 | 1183.694 | 1183.694
Case B Exploratory Policy Scenario - No Price Control | NH | Combustion Turbine | Combustion Turbine | Combustion Turbine | Capacity | MW | 89.61 | 89.61 | 89.61 | 89.61 | 89.61 | 89.61 | 89.61
Case B Exploratory Policy Scenario - No Price Control | NH | Oil/Gas | Oil/Gas | Oil/Gas | Capacity | MW | 400.2 | 400.2 | 400.2 | 400.2 | 400.2 | 400.2 | 400.2
Case B Exploratory Policy Scenario - No Price Control | NH | Other | Other | Other | Capacity | MW | 0 | 0 | 0 | 0 | 0 | 0 | 0
Case B Exploratory Policy Scenario - No Price Control | NH | Nuclear | Nuclear | Nuclear | Capacity | MW | 1246 | 1246 | 1246 | 1246 | 1246 | 1246 | 1246
Case B Exploratory Policy Scenario - No Price Control | NH | Hydro | Hydro | Hydro | Capacity | MW | 509.088 | 509.088 | 509.088 | 509.088 | 509.088 | 509.088 | 509.088
Case B Exploratory Policy Scenario - No Price Control | NH | Solar PV | Solar PV | Solar PV | Capacity | MW | 107.7 | 107.7 | 107.7 | 107.7 | 107.7 | 107.7 | 107.7
Case B Exploratory Policy Scenario - No Price Control | NH | Onshore Wind | Onshore Wind | Onshore Wind | Capacity | MW | 212.4 | 212.4 | 212.4 | 212.4 | 212.4 | 212.4 | 212.4
Case B Exploratory Policy Scenario - No Price Control | NH | Battery Storage | Battery Storage | Battery Storage | Capacity | MW | 0 | 0 | 0 | 0 | 0 | 0 | 0
Case B Exploratory Policy Scenario - No Price Control | NH | Other RE | Other RE | Other RE | Capacity | MW | 310.642 | 48.3151 | 48.3151 | 48.3151 | 48.3151 | 48.3151 | 48.3151
Case B Exploratory Policy Scenario - No Price Control | NH | Combined Cycle | New Combined Cycle | New Combined Cycle | Capacity | MW | 0 | 0 | 0 | 0 | 0 | 0 | 0
Case B Exploratory Policy Scenario - No Price Control | NH | Combustion Turbine | New Combustion Turbine | New Combustion Turbine | Capacity | MW | 0 | 0 | 0 | 0 | 0 | 0 | 0
Case B Exploratory Policy Scenario - No Price Control | NH | Other | New Other | New Other | Capacity | MW | 0 | 0 | 0 | 0 | 0 | 0 | 0
Case B Exploratory Policy Scenario - No Price Control | NH | Other RE | New Other RE | New Other RE | Capacity | MW | 0 | 0 | 0 | 0 | 0 | 0 | 0
Case B Exploratory Policy Scenario - No Price Control | NH | Solar PV | New Solar PV | New Solar PV | Capacity | MW | 0 | 0 | 0 | 0 | 0 | 0 | 0
Case B Exploratory Policy Scenario - No Price Control | NH | Onshore Wind | New Onshore Wind | New Onshore Wind | Capacity | MW | 0 | 0 | 0 | 0 | 0 | 0 | 0
Case B Exploratory Policy Scenario - No Price Control | NH | Offshore Wind | New Offshore Wind | New Offshore Wind | Capacity | MW | 0 | 0 | 0 | 0 | 0 | 0 | 0
Case B Exploratory Policy Scenario - No Price Control | NH | Battery Storage | New Battery Storage | New Battery Storage | Capacity | MW | 0 | 0 | 0 | 0 | 0 | 0 | 0
Case B Exploratory Policy Scenario - No Price Control | NH | Solar PV | New Solar PV | New Paired Solar PV | Capacity | MW | 0 | 0 | 0 | 0 | 0 | 0 | 0
Case B Exploratory Policy Scenario - No Price Control | NH | Battery Storage | New Battery Storage | New Paired Battery Storage | Capacity | MW | 0 | 0 | 0 | 0 | 0 | 0 | 0
Case B Exploratory Policy Scenario - No Price Control | NH | Hydrogen | New Hydrogen | New H2 CC | Capacity | MW | 0 | 0 | 0 | 0 | 0 | 0 | 0
Case B Exploratory Policy Scenario - No Price Control | NH | Hydrogen | New Hydrogen | New H2 CT | Capacity | MW | 0 | 0 | 0 | 0 | 0 | 0 | 0
Case B Exploratory Policy Scenario - No Price Control | NH | Retire Coal | Retire Coal | Retire Coal | Capacity | MW | 0 | 518.856 | 518.856 | 518.856 | 518.856 | 518.856 | 518.856
Case B Exploratory Policy Scenario - No Price Control | NH | Retire Combined Cycle | Retire Combined Cycle | Retire Combined Cycle | Capacity | MW | 0 | 0 | 0 | 0 | 0 | 0 | 0
Case B Exploratory Policy Scenario - No Price Control | NH | Retire Combustion Turbine | Retire Combustion Turbine | Retire Combustion Turbine | Capacity | MW | 0 | 0 | 0 | 0 | 0 | 0 | 0
Case B Exploratory Policy Scenario - No Price Control | NH | Retire Oil/Gas | Retire Oil/Gas | Retire Oil/Gas | Capacity | MW | 0 | 0 | 0 | 0 | 0 | 0 | 0
Case B Exploratory Policy Scenario - No Price Control | NH | Retire Other | Retire Other | Retire Other | Capacity | MW | 0 | 262.3269 | 262.3269 | 262.3269 | 262.3269 | 262.3269 | 262.3269
Case B Exploratory Policy Scenario - No Price Control | NH | Retire Nuclear | Retire Nuclear | Retire Nuclear | Capacity | MW | 0 | 0 | 0 | 0 | 0 | 0 | 0
Case B Exploratory Policy Scenario - No Price Control | NJ | Coal | Coal | Coal | Capacity | MW | 0 | 0 | 0 | 0 | 0 | 0 | 0
Case B Exploratory Policy Scenario - No Price Control | NJ | Coal with CCS | Coal with CCS | Coal with CCS | Capacity | MW | 0 | 0 | 0 | 0 | 0 | 0 | 0
Case B Exploratory Policy Scenario - No Price Control | NJ | Combined Cycle | Combined Cycle | Combined Cycle | Capacity | MW | 7360.779 | 7360.779 | 7360.779 | 7360.779 | 7360.779 | 7360.779 | 7360.779
Case B Exploratory Policy Scenario - No Price Control | NJ | Combustion Turbine | Combustion Turbine | Combustion Turbine | Capacity | MW | 1953.08 | 1953.08 | 1953.08 | 1953.08 | 1953.08 | 1953.08 | 1953.08
Case B Exploratory Policy Scenario - No Price Control | NJ | Oil/Gas | Oil/Gas | Oil/Gas | Capacity | MW | 0.6 | 0.6 | 0.6 | 0.6 | 0.6 | 0.6 | 0.6
Case B Exploratory Policy Scenario - No Price Control | NJ | Other | Other | Other | Capacity | MW | 0 | 0 | 0 | 0 | 0 | 0 | 0
Case B Exploratory Policy Scenario - No Price Control | NJ | Nuclear | Nuclear | Nuclear | Capacity | MW | 3500 | 3500 | 3500 | 3500 | 2326 | 2326 | 2326
Case B Exploratory Policy Scenario - No Price Control | NJ | Hydro | Hydro | Hydro | Capacity | MW | 404.8 | 404.8 | 404.8 | 404.8 | 404.8 | 404.8 | 404.8
Case B Exploratory Policy Scenario - No Price Control | NJ | Solar PV | Solar PV | Solar PV | Capacity | MW | 1409.281 | 1739.581 | 1739.581 | 1739.581 | 1739.581 | 1739.581 | 1739.581
Case B Exploratory Policy Scenario - No Price Control | NJ | Onshore Wind | Onshore Wind | Onshore Wind | Capacity | MW | 9 | 9 | 9 | 9 | 9 | 9 | 9
Case B Exploratory Policy Scenario - No Price Control | NJ | Battery Storage | Battery Storage | Battery Storage | Capacity | MW | 145.3 | 195.3 | 195.3 | 195.3 | 195.3 | 195.3 | 195.3
Case B Exploratory Policy Scenario - No Price Control | NJ | Other RE | Other RE | Other RE | Capacity | MW | 251.331 | 218.875 | 218.875 | 210.875 | 210.875 | 210.875 | 210.875
Case B Exploratory Policy Scenario - No Price Control | NJ | Combined Cycle | New Combined Cycle | New Combined Cycle | Capacity | MW | 0 | 0 | 0 | 0 | 0 | 0 | 0
Case B Exploratory Policy Scenario - No Price Control | NJ | Combustion Turbine | New Combustion Turbine | New Combustion Turbine | Capacity | MW | 0 | 0 | 5 | 5 | 5 | 5 | 5
Case B Exploratory Policy Scenario - No Price Control | NJ | Other | New Other | New Other | Capacity | MW | 0 | 0 | 0 | 0 | 0 | 0 | 0
Case B Exploratory Policy Scenario - No Price Control | NJ | Other RE | New Other RE | New Other RE | Capacity | MW | 0 | 0 | 0 | 0 | 0 | 0 | 0
Case B Exploratory Policy Scenario - No Price Control | NJ | Solar PV | New Solar PV | New Solar PV | Capacity | MW | 0 | 0 | 0 | 0 | 0 | 0 | 2871.4
Case B Exploratory Policy Scenario - No Price Control | NJ | Onshore Wind | New Onshore Wind | New Onshore Wind | Capacity | MW | 0 | 0 | 0 | 0 | 0 | 0 | 0
Case B Exploratory Policy Scenario - No Price Control | NJ | Offshore Wind | New Offshore Wind | New Offshore Wind | Capacity | MW | 0 | 0 | 1148 | 4890 | 7000 | 7000 | 11000
Case B Exploratory Policy Scenario - No Price Control | NJ | Battery Storage | New Battery Storage | New Battery Storage | Capacity | MW | 2305 | 2305 | 2305 | 2305 | 2305 | 2305 | 2305
Case B Exploratory Policy Scenario - No Price Control | NJ | Solar PV | New Solar PV | New Paired Solar PV | Capacity | MW | 0 | 0 | 0 | 0 | 0 | 0 | 0
Case B Exploratory Policy Scenario - No Price Control | NJ | Battery Storage | New Battery Storage | New Paired Battery Storage | Capacity | MW | 0 | 0 | 0 | 0 | 0 | 0 | 0
Case B Exploratory Policy Scenario - No Price Control | NJ | Hydrogen | New Hydrogen | New H2 CC | Capacity | MW | 0 | 0 | 0 | 0 | 0 | 0 | 0
Case B Exploratory Policy Scenario - No Price Control | NJ | Hydrogen | New Hydrogen | New H2 CT | Capacity | MW | 0 | 0 | 0 | 0 | 0 | 0 | 0
Case B Exploratory Policy Scenario - No Price Control | NJ | Retire Coal | Retire Coal | Retire Coal | Capacity | MW | 0 | 0 | 0 | 0 | 0 | 0 | 0
Case B Exploratory Policy Scenario - No Price Control | NJ | Retire Combined Cycle | Retire Combined Cycle | Retire Combined Cycle | Capacity | MW | 0 | 0 | 0 | 0 | 0 | 0 | 0
Case B Exploratory Policy Scenario - No Price Control | NJ | Retire Combustion Turbine | Retire Combustion Turbine | Retire Combustion Turbine | Capacity | MW | 0 | 0 | 0 | 0 | 0 | 0 | 0
Case B Exploratory Policy Scenario - No Price Control | NJ | Retire Oil/Gas | Retire Oil/Gas | Retire Oil/Gas | Capacity | MW | 0 | 0 | 0 | 0 | 0 | 0 | 0
Case B Exploratory Policy Scenario - No Price Control | NJ | Retire Other | Retire Other | Retire Other | Capacity | MW | 0 | 32.456 | 32.456 | 40.456 | 40.456 | 40.456 | 40.456
Case B Exploratory Policy Scenario - No Price Control | NJ | Retire Nuclear | Retire Nuclear | Retire Nuclear | Capacity | MW | 0 | 0 | 0 | 0 | 1174 | 1174 | 1174
Case B Exploratory Policy Scenario - No Price Control | NY | Coal | Coal | Coal | Capacity | MW | 0 | 0 | 0 | 0 | 0 | 0 | 0
Case B Exploratory Policy Scenario - No Price Control | NY | Coal with CCS | Coal with CCS | Coal with CCS | Capacity | MW | 0 | 0 | 0 | 0 | 0 | 0 | 0
Case B Exploratory Policy Scenario - No Price Control | NY | Combined Cycle | Combined Cycle | Combined Cycle | Capacity | MW | 11173.9379 | 10568.1118 | 10568.1118 | 10568.1118 | 10568.1118 | 10568.1118 | 10568.1118
Case B Exploratory Policy Scenario - No Price Control | NY | Combustion Turbine | Combustion Turbine | Combustion Turbine | Capacity | MW | 4215.542 | 4113.242 | 4113.242 | 3211.742 | 1867.492 | 1867.492 | 7489.242
Case B Exploratory Policy Scenario - No Price Control | NY | Oil/Gas | Oil/Gas | Oil/Gas | Capacity | MW | 10594.4531 | 10100.0374 | 6202.7743 | 6202.7743 | 442.1916 | 46.5 | 46.5
Case B Exploratory Policy Scenario - No Price Control | NY | Other | Other | Other | Capacity | MW | 0 | 0 | 0 | 0 | 0 | 0 | 0
Case B Exploratory Policy Scenario - No Price Control | NY | Nuclear | Nuclear | Nuclear | Capacity | MW | 3333.6 | 3333.6 | 3333.6 | 3333.6 | 3333.6 | 3333.6 | 3333.6
Case B Exploratory Policy Scenario - No Price Control | NY | Hydro | Hydro | Hydro | Capacity | MW | 5704.745 | 5704.745 | 5704.745 | 5704.745 | 5704.745 | 5704.745 | 5704.745
Case B Exploratory Policy Scenario - No Price Control | NY | Solar PV | Solar PV | Solar PV | Capacity | MW | 13433 | 19828 | 22339 | 25088 | 29213 | 34259 | 41831
Case B Exploratory Policy Scenario - No Price Control | NY | Onshore Wind | Onshore Wind | Onshore Wind | Capacity | MW | 4055 | 4190 | 8234 | 9571 | 11579 | 12801 | 14634
Case B Exploratory Policy Scenario - No Price Control | NY | Offshore Wind | Offshore Wind | Offshore Wind | Capacity | MW | 1054 | 4142 | 6200 | 8126 | 11015 | 12551 | 14855
Case B Exploratory Policy Scenario - No Price Control | NY | Battery Storage | Battery Storage | Battery Storage | Capacity | MW | 1802 | 2702 | 3302 | 6409.85 | 11071.65 | 12382.01 | 14347.56
Case B Exploratory Policy Scenario - No Price Control | NY | Other RE | Other RE | Other RE | Capacity | MW | 516.165 | 516.165 | 516.165 | 516.165 | 516.165 | 516.165 | 106.3
Case B Exploratory Policy Scenario - No Price Control | NY | Combined Cycle | New Combined Cycle | New Combined Cycle | Capacity | MW | 0 | 0 | 0 | 0 | 0 | 0 | 0
Case B Exploratory Policy Scenario - No Price Control | NY | Combustion Turbine | New Combustion Turbine | New Combustion Turbine | Capacity | MW | 0 | 0 | 0 | 0 | 0 | 0 | 0
Case B Exploratory Policy Scenario - No Price Control | NY | Other | New Other | New Other | Capacity | MW | 0 | 0 | 0 | 0 | 0 | 0 | 0
Case B Exploratory Policy Scenario - No Price Control | NY | Other RE | New Other RE | New Other RE | Capacity | MW | 0 | 0 | 0 | 0 | 157.7241 | 157.7241 | 157.7241
Case B Exploratory Policy Scenario - No Price Control | NY | Solar PV | New Solar PV | New Solar PV | Capacity | MW | 0 | 0 | 0 | 0 | 0 | 0 | 0
Case B Exploratory Policy Scenario - No Price Control | NY | Onshore Wind | New Onshore Wind | New Onshore Wind | Capacity | MW | 0 | 0 | 0 | 0 | 0 | 0 | 0
Case B Exploratory Policy Scenario - No Price Control | NY | Offshore Wind | New Offshore Wind | New Offshore Wind | Capacity | MW | 0 | 0 | 0 | 0 | 0 | 0 | 0
Case B Exploratory Policy Scenario - No Price Control | NY | Battery Storage | New Battery Storage | New Battery Storage | Capacity | MW | 0 | 0 | 0 | 0 | 0 | 0 | 9.2024
Case B Exploratory Policy Scenario - No Price Control | NY | Solar PV | New Solar PV | New Paired Solar PV | Capacity | MW | 0 | 0 | 0 | 0 | 0 | 0 | 0
Case B Exploratory Policy Scenario - No Price Control | NY | Battery Storage | New Battery Storage | New Paired Battery Storage | Capacity | MW | 0 | 0 | 0 | 0 | 0 | 0 | 0
Case B Exploratory Policy Scenario - No Price Control | NY | Hydrogen | New Hydrogen | New H2 CC | Capacity | MW | 0 | 0 | 0 | 0 | 0 | 0 | 0
Case B Exploratory Policy Scenario - No Price Control | NY | Hydrogen | New Hydrogen | New H2 CT | Capacity | MW | 0 | 0 | 0 | 0 | 0 | 0 | 0
Case B Exploratory Policy Scenario - No Price Control | NY | Retire Coal | Retire Coal | Retire Coal | Capacity | MW | 0 | 0 | 0 | 0 | 0 | 0 | 0
Case B Exploratory Policy Scenario - No Price Control | NY | Retire Combined Cycle | Retire Combined Cycle | Retire Combined Cycle | Capacity | MW | 8.1251 | 613.9512 | 613.9512 | 613.9512 | 613.9512 | 613.9512 | 613.9512
Case B Exploratory Policy Scenario - No Price Control | NY | Retire Combustion Turbine | Retire Combustion Turbine | Retire Combustion Turbine | Capacity | MW | 0 | 28 | 28 | 28 | 1040.1 | 1040.1 | 1040.1
Case B Exploratory Policy Scenario - No Price Control | NY | Retire Oil/Gas | Retire Oil/Gas | Retire Oil/Gas | Capacity | MW | 266.7469 | 761.1626 | 4658.4257 | 4658.4257 | 10419.0084 | 10814.7 | 10814.7
Case B Exploratory Policy Scenario - No Price Control | NY | Retire Other | Retire Other | Retire Other | Capacity | MW | 0 | 0 | 0 | 0 | 0 | 0 | 0
Case B Exploratory Policy Scenario - No Price Control | NY | Retire Nuclear | Retire Nuclear | Retire Nuclear | Capacity | MW | 0 | 0 | 0 | 0 | 0 | 0 | 0
Case B Exploratory Policy Scenario - No Price Control | RI | Coal | Coal | Coal | Capacity | MW | 0 | 0 | 0 | 0 | 0 | 0 | 0
Case B Exploratory Policy Scenario - No Price Control | RI | Coal with CCS | Coal with CCS | Coal with CCS | Capacity | MW | 0 | 0 | 0 | 0 | 0 | 0 | 0
Case B Exploratory Policy Scenario - No Price Control | RI | Combined Cycle | Combined Cycle | Combined Cycle | Capacity | MW | 1812.772 | 1812.772 | 1812.772 | 1812.772 | 1812.772 | 1812.772 | 1812.772
Case B Exploratory Policy Scenario - No Price Control | RI | Combustion Turbine | Combustion Turbine | Combustion Turbine | Capacity | MW | 9.56 | 3.96 | 3.96 | 3.96 | 3.96 | 3.96 | 3.96
Case B Exploratory Policy Scenario - No Price Control | RI | Oil/Gas | Oil/Gas | Oil/Gas | Capacity | MW | 0 | 0 | 0 | 0 | 0 | 0 | 0
Case B Exploratory Policy Scenario - No Price Control | RI | Other | Other | Other | Capacity | MW | 0 | 0 | 0 | 0 | 0 | 0 | 0
Case B Exploratory Policy Scenario - No Price Control | RI | Nuclear | Nuclear | Nuclear | Capacity | MW | 0 | 0 | 0 | 0 | 0 | 0 | 0
Case B Exploratory Policy Scenario - No Price Control | RI | Hydro | Hydro | Hydro | Capacity | MW | 3.156 | 3.156 | 3.156 | 3.156 | 3.156 | 3.156 | 3.156
Case B Exploratory Policy Scenario - No Price Control | RI | Solar PV | Solar PV | Solar PV | Capacity | MW | 244.8 | 244.8 | 244.8 | 244.8 | 244.8 | 244.8 | 244.8
Case B Exploratory Policy Scenario - No Price Control | RI | Onshore Wind | Onshore Wind | Onshore Wind | Capacity | MW | 54.5 | 54.5 | 54.5 | 54.5 | 54.5 | 54.5 | 54.5
Case B Exploratory Policy Scenario - No Price Control | RI | Battery Storage | Battery Storage | Battery Storage | Capacity | MW | 0 | 0 | 0 | 0 | 0 | 0 | 0
Case B Exploratory Policy Scenario - No Price Control | RI | Other RE | Other RE | Other RE | Capacity | MW | 55.543 | 53.863 | 53.863 | 53.863 | 53.863 | 53.863 | 53.863
Case B Exploratory Policy Scenario - No Price Control | RI | Combined Cycle | New Combined Cycle | New Combined Cycle | Capacity | MW | 0 | 0 | 0 | 0 | 0 | 0 | 0
Case B Exploratory Policy Scenario - No Price Control | RI | Combustion Turbine | New Combustion Turbine | New Combustion Turbine | Capacity | MW | 0 | 0 | 0 | 0 | 0 | 0 | 0
Case B Exploratory Policy Scenario - No Price Control | RI | Other | New Other | New Other | Capacity | MW | 0 | 0 | 0 | 0 | 0 | 0 | 0
Case B Exploratory Policy Scenario - No Price Control | RI | Other RE | New Other RE | New Other RE | Capacity | MW | 0 | 0 | 0 | 0 | 0 | 0 | 0
Case B Exploratory Policy Scenario - No Price Control | RI | Solar PV | New Solar PV | New Solar PV | Capacity | MW | 0 | 0 | 0 | 0 | 0 | 0 | 4925.4878
Case B Exploratory Policy Scenario - No Price Control | RI | Onshore Wind | New Onshore Wind | New Onshore Wind | Capacity | MW | 0 | 0 | 0 | 0 | 0 | 0 | 0
Case B Exploratory Policy Scenario - No Price Control | RI | Offshore Wind | New Offshore Wind | New Offshore Wind | Capacity | MW | 430 | 430 | 1430 | 1430 | 1430 | 1430 | 1430
Case B Exploratory Policy Scenario - No Price Control | RI | Battery Storage | New Battery Storage | New Battery Storage | Capacity | MW | 0 | 0 | 0 | 0 | 0 | 0 | 0
Case B Exploratory Policy Scenario - No Price Control | RI | Solar PV | New Solar PV | New Paired Solar PV | Capacity | MW | 0 | 0 | 0 | 0 | 0 | 0 | 2002.5282
Case B Exploratory Policy Scenario - No Price Control | RI | Battery Storage | New Battery Storage | New Paired Battery Storage | Capacity | MW | 0 | 0 | 0 | 0 | 0 | 0 | 1201.5169
Case B Exploratory Policy Scenario - No Price Control | RI | Hydrogen | New Hydrogen | New H2 CC | Capacity | MW | 0 | 0 | 0 | 0 | 0 | 0 | 0
Case B Exploratory Policy Scenario - No Price Control | RI | Hydrogen | New Hydrogen | New H2 CT | Capacity | MW | 0 | 0 | 0 | 0 | 0 | 0 | 0
Case B Exploratory Policy Scenario - No Price Control | RI | Retire Coal | Retire Coal | Retire Coal | Capacity | MW | 0 | 0 | 0 | 0 | 0 | 0 | 0
Case B Exploratory Policy Scenario - No Price Control | RI | Retire Combined Cycle | Retire Combined Cycle | Retire Combined Cycle | Capacity | MW | 0 | 0 | 0 | 0 | 0 | 0 | 0
Case B Exploratory Policy Scenario - No Price Control | RI | Retire Combustion Turbine | Retire Combustion Turbine | Retire Combustion Turbine | Capacity | MW | 0 | 5.6 | 5.6 | 5.6 | 5.6 | 5.6 | 5.6
Case B Exploratory Policy Scenario - No Price Control | RI | Retire Oil/Gas | Retire Oil/Gas | Retire Oil/Gas | Capacity | MW | 0 | 0 | 0 | 0 | 0 | 0 | 0
Case B Exploratory Policy Scenario - No Price Control | RI | Retire Other | Retire Other | Retire Other | Capacity | MW | 0 | 1.68 | 1.68 | 1.68 | 1.68 | 1.68 | 1.68
Case B Exploratory Policy Scenario - No Price Control | RI | Retire Nuclear | Retire Nuclear | Retire Nuclear | Capacity | MW | 0 | 0 | 0 | 0 | 0 | 0 | 0
Case B Exploratory Policy Scenario - No Price Control | VT | Coal | Coal | Coal | Capacity | MW | 0 | 0 | 0 | 0 | 0 | 0 | 0
Case B Exploratory Policy Scenario - No Price Control | VT | Coal with CCS | Coal with CCS | Coal with CCS | Capacity | MW | 0 | 0 | 0 | 0 | 0 | 0 | 0
Case B Exploratory Policy Scenario - No Price Control | VT | Combined Cycle | Combined Cycle | Combined Cycle | Capacity | MW | 0 | 0 | 0 | 0 | 0 | 0 | 0
Case B Exploratory Policy Scenario - No Price Control | VT | Combustion Turbine | Combustion Turbine | Combustion Turbine | Capacity | MW | 141.839 | 127.794 | 127.794 | 127.794 | 127.794 | 127.794 | 127.794
Case B Exploratory Policy Scenario - No Price Control | VT | Oil/Gas | Oil/Gas | Oil/Gas | Capacity | MW | 0 | 0 | 0 | 0 | 0 | 0 | 0
Case B Exploratory Policy Scenario - No Price Control | VT | Other | Other | Other | Capacity | MW | 0 | 0 | 0 | 0 | 0 | 0 | 0
Case B Exploratory Policy Scenario - No Price Control | VT | Nuclear | Nuclear | Nuclear | Capacity | MW | 0 | 0 | 0 | 0 | 0 | 0 | 0
Case B Exploratory Policy Scenario - No Price Control | VT | Hydro | Hydro | Hydro | Capacity | MW | 319.202 | 319.202 | 319.202 | 319.202 | 319.202 | 319.202 | 319.202
Case B Exploratory Policy Scenario - No Price Control | VT | Solar PV | Solar PV | Solar PV | Capacity | MW | 140.52 | 230.52 | 230.52 | 230.52 | 230.52 | 230.52 | 230.52
Case B Exploratory Policy Scenario - No Price Control | VT | Onshore Wind | Onshore Wind | Onshore Wind | Capacity | MW | 151.2 | 151.2 | 151.2 | 151.2 | 151.2 | 151.2 | 151.2
Case B Exploratory Policy Scenario - No Price Control | VT | Battery Storage | Battery Storage | Battery Storage | Capacity | MW | 0 | 0 | 0 | 0 | 0 | 0 | 0
Case B Exploratory Policy Scenario - No Price Control | VT | Other RE | Other RE | Other RE | Capacity | MW | 75.7 | 3.7 | 3.7 | 3.7 | 3.7 | 3.7 | 3.7
Case B Exploratory Policy Scenario - No Price Control | VT | Combined Cycle | New Combined Cycle | New Combined Cycle | Capacity | MW | 0 | 0 | 0 | 0 | 0 | 0 | 0
Case B Exploratory Policy Scenario - No Price Control | VT | Combustion Turbine | New Combustion Turbine | New Combustion Turbine | Capacity | MW | 0 | 0 | 0 | 0 | 0 | 0 | 0
Case B Exploratory Policy Scenario - No Price Control | VT | Other | New Other | New Other | Capacity | MW | 0 | 0 | 0 | 0 | 0 | 0 | 0
Case B Exploratory Policy Scenario - No Price Control | VT | Other RE | New Other RE | New Other RE | Capacity | MW | 0 | 0 | 0 | 0 | 0 | 0 | 0
Case B Exploratory Policy Scenario - No Price Control | VT | Solar PV | New Solar PV | New Solar PV | Capacity | MW | 0 | 0 | 0 | 0 | 0 | 0 | 0
Case B Exploratory Policy Scenario - No Price Control | VT | Onshore Wind | New Onshore Wind | New Onshore Wind | Capacity | MW | 0 | 0 | 2596 | 3292 | 5887 | 6014 | 6014
Case B Exploratory Policy Scenario - No Price Control | VT | Offshore Wind | New Offshore Wind | New Offshore Wind | Capacity | MW | 0 | 0 | 0 | 0 | 0 | 0 | 0
Case B Exploratory Policy Scenario - No Price Control | VT | Battery Storage | New Battery Storage | New Battery Storage | Capacity | MW | 0 | 0 | 0 | 0 | 0 | 0 | 0
Case B Exploratory Policy Scenario - No Price Control | VT | Solar PV | New Solar PV | New Paired Solar PV | Capacity | MW | 0 | 0 | 0 | 0 | 90 | 2192.003 | 2232.6088
Case B Exploratory Policy Scenario - No Price Control | VT | Battery Storage | New Battery Storage | New Paired Battery Storage | Capacity | MW | 0 | 0 | 0 | 0 | 54 | 1315.2018 | 1339.5653
Case B Exploratory Policy Scenario - No Price Control | VT | Hydrogen | New Hydrogen | New H2 CC | Capacity | MW | 0 | 0 | 0 | 0 | 0 | 0 | 0
Case B Exploratory Policy Scenario - No Price Control | VT | Hydrogen | New Hydrogen | New H2 CT | Capacity | MW | 0 | 0 | 0 | 0 | 0 | 0 | 0
Case B Exploratory Policy Scenario - No Price Control | VT | Retire Coal | Retire Coal | Retire Coal | Capacity | MW | 0 | 0 | 0 | 0 | 0 | 0 | 0
Case B Exploratory Policy Scenario - No Price Control | VT | Retire Combined Cycle | Retire Combined Cycle | Retire Combined Cycle | Capacity | MW | 0 | 0 | 0 | 0 | 0 | 0 | 0
Case B Exploratory Policy Scenario - No Price Control | VT | Retire Combustion Turbine | Retire Combustion Turbine | Retire Combustion Turbine | Capacity | MW | 0 | 0 | 0 | 0 | 0 | 0 | 0
Case B Exploratory Policy Scenario - No Price Control | VT | Retire Oil/Gas | Retire Oil/Gas | Retire Oil/Gas | Capacity | MW | 0 | 0 | 0 | 0 | 0 | 0 | 0
Case B Exploratory Policy Scenario - No Price Control | VT | Retire Other | Retire Other | Retire Other | Capacity | MW | 0 | 72 | 72 | 72 | 72 | 72 | 72
Case B Exploratory Policy Scenario - No Price Control | VT | Retire Nuclear | Retire Nuclear | Retire Nuclear | Capacity | MW | 0 | 0 | 0 | 0 | 0 | 0 | 0
Case B Exploratory Policy Scenario - No Price Control | NY | Imports | Imports Zone D (HQ) | 122739 | Capacity | MW | 1485 | 1485 | 1485 | 1485 | 1485 | 1485 | 1485
Case B Exploratory Policy Scenario - No Price Control | NY | Imports | Imports Zone J (CHPE) | 122738 | Capacity | MW | 0 | 1250 | 1250 | 1250 | 1250 | 1250 | 1250
Case B Exploratory Policy Scenario - No Price Control | MA | Imports | Clean Energy Connect Import | 4390 | Capacity | MW | 0 | 1200 | 1200 | 1200 | 1200 | 1200 | 1200
Case B Exploratory Policy Scenario - No Price Control | CT | Imports | Imports |  | Capacity | MW | 0 | 0 | 0 | 0 | 0 | 0 | 0
Case B Exploratory Policy Scenario - No Price Control | DE | Imports | Imports |  | Capacity | MW | 0 | 0 | 0 | 0 | 0 | 0 | 0
Case B Exploratory Policy Scenario - No Price Control | ME | Imports | Imports |  | Capacity | MW | 0 | 0 | 0 | 0 | 0 | 0 | 0
Case B Exploratory Policy Scenario - No Price Control | MD | Imports | Imports |  | Capacity | MW | 0 | 0 | 0 | 0 | 0 | 0 | 0
Case B Exploratory Policy Scenario - No Price Control | NH | Imports | Imports |  | Capacity | MW | 0 | 0 | 0 | 0 | 0 | 0 | 0
Case B Exploratory Policy Scenario - No Price Control | NJ | Imports | Imports |  | Capacity | MW | 0 | 0 | 0 | 0 | 0 | 0 | 0
Case B Exploratory Policy Scenario - No Price Control | RI | Imports | Imports |  | Capacity | MW | 0 | 0 | 0 | 0 | 0 | 0 | 0
Case B Exploratory Policy Scenario - No Price Control | VT | Imports | Imports |  | Capacity | MW | 0 | 0 | 0 | 0 | 0 | 0 | 0
Case B Exploratory Policy Scenario - No Price Control | 10-State Contributions | Imports | Imports Zone D (HQ) | 122739 | Capacity | MW | 1485 | 1485 | 1485 | 1485 | 1485 | 1485 | 1485
Case B Exploratory Policy Scenario - No Price Control | 10-State Contributions | Imports | Imports Zone J (CHPE) | 122738 | Capacity | MW | 0 | 1250 | 1250 | 1250 | 1250 | 1250 | 1250
Case B Exploratory Policy Scenario - No Price Control | 10-State Contributions | Imports | Clean Energy Connect Import | 4390 | Capacity | MW | 0 | 1200 | 1200 | 1200 | 1200 | 1200 | 1200
Case B Exploratory Policy Scenario - No Price Control | CT | Coal | Coal | Coal | Generation | GWh | 0 | 0 | 0 | 0 | 0 | 0 | 0
Case B Exploratory Policy Scenario - No Price Control | CT | Coal with CCS | Coal with CCS | Coal with CCS | Generation | GWh | 0 | 0 | 0 | 0 | 0 | 0 | 0
Case B Exploratory Policy Scenario - No Price Control | CT | Combined Cycle | Combined Cycle | Combined Cycle | Generation | GWh | 18182.9066 | 17772.6853 | 8363.334 | 8543.7986 | 9235.1118 | 8418.7039 | 0
Case B Exploratory Policy Scenario - No Price Control | CT | Combustion Turbine | Combustion Turbine | Combustion Turbine | Generation | GWh | 0 | 4.455 | 0 | 4.455 | 4.73 | 0 | 0
Case B Exploratory Policy Scenario - No Price Control | CT | Oil/Gas | Oil/Gas | Oil/Gas | Generation | GWh | 0 | 0 | 0 | 0 | 0 | 0 | 0
Case B Exploratory Policy Scenario - No Price Control | CT | Other | Other | Other | Generation | GWh | 49.056 | 49.056 | 49.056 | 49.056 | 49.056 | 49.056 | 49.056
Case B Exploratory Policy Scenario - No Price Control | CT | Nuclear | Nuclear | Nuclear | Generation | GWh | 16661.5627 | 16661.5627 | 16661.5627 | 16661.5627 | 16661.5627 | 16661.5627 | 16661.5627
Case B Exploratory Policy Scenario - No Price Control | CT | Hydro | Hydro | Hydro | Generation | GWh | 545.9029 | 537.8104 | 538.7351 | 538.6671 | 537.8013 | 538.7351 | 539.0322
Case B Exploratory Policy Scenario - No Price Control | CT | Solar PV | Solar PV | Solar PV | Generation | GWh | 902.3652 | 902.3652 | 902.3652 | 902.3652 | 902.3652 | 902.3652 | 902.3652
Case B Exploratory Policy Scenario - No Price Control | CT | Onshore Wind | Onshore Wind | Onshore Wind | Generation | GWh | 14.4408 | 14.4408 | 14.4408 | 14.4408 | 14.4408 | 14.4408 | 14.4408
Case B Exploratory Policy Scenario - No Price Control | CT | Battery Storage | Battery Storage | Battery Storage | Generation | GWh | 0 | 30.3874 | 4.72 | 21.6082 | 52.982 | 14.9927 | 112.618
Case B Exploratory Policy Scenario - No Price Control | CT | Other RE | Other RE | Other RE | Generation | GWh | 1862.4693 | 1748.8533 | 1748.8533 | 1748.8533 | 1748.8533 | 1748.8533 | 49.2935
Case B Exploratory Policy Scenario - No Price Control | CT | Combined Cycle | New Combined Cycle | New Combined Cycle | Generation | GWh | 0 | 0 | 0 | 0 | 0 | 0 | 0
Case B Exploratory Policy Scenario - No Price Control | CT | Combustion Turbine | New Combustion Turbine | New Combustion Turbine | Generation | GWh | 0 | 0 | 0 | 0 | 0 | 0 | 0
Case B Exploratory Policy Scenario - No Price Control | CT | Other | New Other | New Other | Generation | GWh | 0 | 0 | 0 | 0 | 0 | 0 | 0
Case B Exploratory Policy Scenario - No Price Control | CT | Other RE | New Other RE | New Other RE | Generation | GWh | 0 | 0 | 0 | 0 | 342.7584 | 342.7584 | 342.7584
Case B Exploratory Policy Scenario - No Price Control | CT | Solar PV | New Solar PV | New Solar PV | Generation | GWh | 0 | 0 | 0 | 0 | 0 | 0 | 0
Case B Exploratory Policy Scenario - No Price Control | CT | Onshore Wind | New Onshore Wind | New Onshore Wind | Generation | GWh | 0 | 0 | 0 | 0 | 0 | 0 | 0
Case B Exploratory Policy Scenario - No Price Control | CT | Offshore Wind | New Offshore Wind | New Offshore Wind | Generation | GWh | 418.3982 | 1251.6288 | 6065.7702 | 6065.7702 | 6065.7702 | 6065.7702 | 6065.7702
Case B Exploratory Policy Scenario - No Price Control | CT | Battery Storage | New Battery Storage | New Battery Storage | Generation | GWh | 118.854 | 507.4665 | 907.89 | 903.12 | 1060.6746 | 1039.9282 | 949.5677
Case B Exploratory Policy Scenario - No Price Control | CT | Solar PV | New Solar PV | New Paired Solar PV | Generation | GWh | 0 | 0 | 0 | 0 | 0 | 0 | 8544.8538
Case B Exploratory Policy Scenario - No Price Control | CT | Battery Storage | New Battery Storage | New Paired Battery Storage | Generation | GWh | 0 | 0 | 0 | 0 | 0 | 0 | 3673.2016
Case B Exploratory Policy Scenario - No Price Control | CT | Hydrogen | New Hydrogen | New H2 CC | Generation | GWh | 0 | 0 | 0 | 0 | 0 | 0 | 0
Case B Exploratory Policy Scenario - No Price Control | CT | Hydrogen | New Hydrogen | New H2 CT | Generation | GWh | 0 | 0 | 0 | 0 | 0 | 0 | 0
Case B Exploratory Policy Scenario - No Price Control | DE | Coal | Coal | Coal | Generation | GWh | 279 | 0 | 0 | 0 | 0 | 0 | 0
Case B Exploratory Policy Scenario - No Price Control | DE | Coal with CCS | Coal with CCS | Coal with CCS | Generation | GWh | 0 | 0 | 0 | 0 | 0 | 0 | 0
Case B Exploratory Policy Scenario - No Price Control | DE | Combined Cycle | Combined Cycle | Combined Cycle | Generation | GWh | 3160.764 | 3077.7556 | 2410.8308 | 802.172 | 1352.4124 | 802.172 | 119.9
Case B Exploratory Policy Scenario - No Price Control | DE | Combustion Turbine | Combustion Turbine | Combustion Turbine | Generation | GWh | 30.03 | 67.158 | 30.03 | 0 | 0 | 0 | 1.43
Case B Exploratory Policy Scenario - No Price Control | DE | Oil/Gas | Oil/Gas | Oil/Gas | Generation | GWh | 56.6831 | 66 | 60.387 | 30.4884 | 30.4884 | 31.832 | 17.0504
Case B Exploratory Policy Scenario - No Price Control | DE | Other | Other | Other | Generation | GWh | 0 | 0 | 0 | 0 | 0 | 0 | 0
Case B Exploratory Policy Scenario - No Price Control | DE | Nuclear | Nuclear | Nuclear | Generation | GWh | 0 | 0 | 0 | 0 | 0 | 0 | 0
Case B Exploratory Policy Scenario - No Price Control | DE | Hydro | Hydro | Hydro | Generation | GWh | 0 | 0 | 0 | 0 | 0 | 0 | 0
Case B Exploratory Policy Scenario - No Price Control | DE | Solar PV | Solar PV | Solar PV | Generation | GWh | 551.5145 | 551.5145 | 551.5145 | 551.5145 | 551.5145 | 551.5145 | 551.5145
Case B Exploratory Policy Scenario - No Price Control | DE | Onshore Wind | Onshore Wind | Onshore Wind | Generation | GWh | 5.3733 | 5.3733 | 5.3733 | 5.3733 | 5.3733 | 5.3733 | 5.3733
Case B Exploratory Policy Scenario - No Price Control | DE | Battery Storage | Battery Storage | Battery Storage | Generation | GWh | 0 | 0 | 0 | 0 | 0 | 0 | 0
Case B Exploratory Policy Scenario - No Price Control | DE | Other RE | Other RE | Other RE | Generation | GWh | 276.4242 | 114.4353 | 43.173 | 42.5322 | 42.5322 | 43.173 | 54.4671
Case B Exploratory Policy Scenario - No Price Control | DE | Combined Cycle | New Combined Cycle | New Combined Cycle | Generation | GWh | 0 | 0 | 0 | 0 | 0 | 0 | 0
Case B Exploratory Policy Scenario - No Price Control | DE | Combustion Turbine | New Combustion Turbine | New Combustion Turbine | Generation | GWh | 0 | 0 | 214.4654 | 10.824 | 23.7618 | 73.964 | 201.597
Case B Exploratory Policy Scenario - No Price Control | DE | Other | New Other | New Other | Generation | GWh | 0 | 0 | 0 | 0 | 0 | 0 | 0
Case B Exploratory Policy Scenario - No Price Control | DE | Other RE | New Other RE | New Other RE | Generation | GWh | 0 | 0 | 0 | 0 | 0 | 0 | 0
Case B Exploratory Policy Scenario - No Price Control | DE | Solar PV | New Solar PV | New Solar PV | Generation | GWh | 0 | 0 | 0 | 0 | 0 | 0 | 2406.6955
Case B Exploratory Policy Scenario - No Price Control | DE | Onshore Wind | New Onshore Wind | New Onshore Wind | Generation | GWh | 0 | 0 | 0 | 0 | 0 | 0 | 0
Case B Exploratory Policy Scenario - No Price Control | DE | Offshore Wind | New Offshore Wind | New Offshore Wind | Generation | GWh | 0 | 0 | 0 | 0 | 0 | 0 | 0
Case B Exploratory Policy Scenario - No Price Control | DE | Battery Storage | New Battery Storage | New Battery Storage | Generation | GWh | 0 | 0 | 0 | 0 | 0 | 0 | 0
Case B Exploratory Policy Scenario - No Price Control | DE | Solar PV | New Solar PV | New Paired Solar PV | Generation | GWh | 0 | 0 | 0 | 0 | 0 | 0 | 0
Case B Exploratory Policy Scenario - No Price Control | DE | Battery Storage | New Battery Storage | New Paired Battery Storage | Generation | GWh | 0 | 0 | 0 | 0 | 0 | 0 | 0
Case B Exploratory Policy Scenario - No Price Control | DE | Hydrogen | New Hydrogen | New H2 CC | Generation | GWh | 0 | 0 | 0 | 0 | 0 | 0 | 0
Case B Exploratory Policy Scenario - No Price Control | DE | Hydrogen | New Hydrogen | New H2 CT | Generation | GWh | 0 | 0 | 0 | 0 | 0 | 0 | 0
Case B Exploratory Policy Scenario - No Price Control | ME | Coal | Coal | Coal | Generation | GWh | 0 | 0 | 0 | 0 | 0 | 0 | 0
Case B Exploratory Policy Scenario - No Price Control | ME | Coal with CCS | Coal with CCS | Coal with CCS | Generation | GWh | 0 | 0 | 0 | 0 | 0 | 0 | 0
Case B Exploratory Policy Scenario - No Price Control | ME | Combined Cycle | Combined Cycle | Combined Cycle | Generation | GWh | 2013.5709 | 1121.191 | 481.6496 | 953.3942 | 1289.7459 | 578.6196 | 0
Case B Exploratory Policy Scenario - No Price Control | ME | Combustion Turbine | Combustion Turbine | Combustion Turbine | Generation | GWh | 0 | 0 | 0 | 0 | 27.5176 | 0 | 0
Case B Exploratory Policy Scenario - No Price Control | ME | Oil/Gas | Oil/Gas | Oil/Gas | Generation | GWh | 11.016 | 11.016 | 11.016 | 11.016 | 10.1503 | 11.016 | 0
Case B Exploratory Policy Scenario - No Price Control | ME | Other | Other | Other | Generation | GWh | 0 | 0 | 0 | 0 | 0 | 0 | 0
Case B Exploratory Policy Scenario - No Price Control | ME | Nuclear | Nuclear | Nuclear | Generation | GWh | 0 | 0 | 0 | 0 | 0 | 0 | 0
Case B Exploratory Policy Scenario - No Price Control | ME | Hydro | Hydro | Hydro | Generation | GWh | 2722.6363 | 2722.6363 | 2722.6363 | 2722.6363 | 2668.1591 | 2722.6363 | 1947.0482
Case B Exploratory Policy Scenario - No Price Control | ME | Solar PV | Solar PV | Solar PV | Generation | GWh | 1322.9446 | 1432.5937 | 1432.5937 | 1432.5937 | 1432.5937 | 1432.5937 | 1432.5937
Case B Exploratory Policy Scenario - No Price Control | ME | Onshore Wind | Onshore Wind | Onshore Wind | Generation | GWh | 3759.48 | 3939.3215 | 3939.3215 | 3939.3215 | 3939.3215 | 3939.3215 | 3939.3215
Case B Exploratory Policy Scenario - No Price Control | ME | Battery Storage | Battery Storage | Battery Storage | Generation | GWh | 0 | 1.9485 | 6.6238 | 10.0245 | 122.3803 | 47.9815 | 30.2845
Case B Exploratory Policy Scenario - No Price Control | ME | Other RE | Other RE | Other RE | Generation | GWh | 1145.0683 | 475.4656 | 403.7922 | 417.1554 | 242.5993 | 243.9655 | 24.0935
Case B Exploratory Policy Scenario - No Price Control | ME | Combined Cycle | New Combined Cycle | New Combined Cycle | Generation | GWh | 0 | 0 | 0 | 0 | 0 | 0 | 0
Case B Exploratory Policy Scenario - No Price Control | ME | Combustion Turbine | New Combustion Turbine | New Combustion Turbine | Generation | GWh | 0 | 0 | 0 | 0 | 0 | 0 | 0
Case B Exploratory Policy Scenario - No Price Control | ME | Other | New Other | New Other | Generation | GWh | 0 | 0 | 0 | 0 | 0 | 0 | 0
Case B Exploratory Policy Scenario - No Price Control | ME | Other RE | New Other RE | New Other RE | Generation | GWh | 0 | 0 | 0 | 0 | 0 | 0 | 0
Case B Exploratory Policy Scenario - No Price Control | ME | Solar PV | New Solar PV | New Solar PV | Generation | GWh | 0 | 0 | 0 | 0 | 0 | 0 | 0
Case B Exploratory Policy Scenario - No Price Control | ME | Onshore Wind | New Onshore Wind | New Onshore Wind | Generation | GWh | 0 | 2222.1593 | 6426.4587 | 6426.4587 | 10206.138 | 10681.3036 | 11228.2456
Case B Exploratory Policy Scenario - No Price Control | ME | Offshore Wind | New Offshore Wind | New Offshore Wind | Generation | GWh | 51.1276 | 51.1276 | 51.1276 | 51.1276 | 51.1276 | 51.1276 | 11203.8821
Case B Exploratory Policy Scenario - No Price Control | ME | Battery Storage | New Battery Storage | New Battery Storage | Generation | GWh | 17.8155 | 100.1436 | 140.4302 | 152.3426 | 222.8162 | 222.5981 | 126.2243
Case B Exploratory Policy Scenario - No Price Control | ME | Solar PV | New Solar PV | New Paired Solar PV | Generation | GWh | 0 | 0 | 0 | 0 | 0 | 0 | 0
Case B Exploratory Policy Scenario - No Price Control | ME | Battery Storage | New Battery Storage | New Paired Battery Storage | Generation | GWh | 0 | 0 | 0 | 0 | 0 | 0 | 0
Case B Exploratory Policy Scenario - No Price Control | ME | Hydrogen | New Hydrogen | New H2 CC | Generation | GWh | 0 | 0 | 0 | 0 | 0 | 0 | 0
Case B Exploratory Policy Scenario - No Price Control | ME | Hydrogen | New Hydrogen | New H2 CT | Generation | GWh | 0 | 0 | 0 | 0 | 0 | 0 | 0
Case B Exploratory Policy Scenario - No Price Control | MD | Coal | Coal | Coal | Generation | GWh | 0 | 0 | 0 | 0 | 0 | 0 | 0
Case B Exploratory Policy Scenario - No Price Control | MD | Coal with CCS | Coal with CCS | Coal with CCS | Generation | GWh | 0 | 0 | 0 | 0 | 0 | 0 | 0
Case B Exploratory Policy Scenario - No Price Control | MD | Combined Cycle | Combined Cycle | Combined Cycle | Generation | GWh | 7113.2637 | 7570.4946 | 8051.497 | 8210.3908 | 9850.1088 | 6020.4786 | 2221.0581
Case B Exploratory Policy Scenario - No Price Control | MD | Combustion Turbine | Combustion Turbine | Combustion Turbine | Generation | GWh | 15.2908 | 20.4469 | 15.2908 | 10.7028 | 8.1441 | 10.7028 | 28.0422
Case B Exploratory Policy Scenario - No Price Control | MD | Oil/Gas | Oil/Gas | Oil/Gas | Generation | GWh | 0 | 0 | 0 | 0 | 0 | 0 | 0
Case B Exploratory Policy Scenario - No Price Control | MD | Other | Other | Other | Generation | GWh | 0 | 0 | 0 | 0 | 0 | 0 | 0
Case B Exploratory Policy Scenario - No Price Control | MD | Nuclear | Nuclear | Nuclear | Generation | GWh | 14796.3085 | 14796.3085 | 14796.3085 | 14796.3085 | 14796.3085 | 14796.3085 | 14796.3085
Case B Exploratory Policy Scenario - No Price Control | MD | Hydro | Hydro | Hydro | Generation | GWh | 1814.9909 | 1814.9909 | 1814.9909 | 1814.9909 | 1814.9909 | 1814.9909 | 1814.9909
Case B Exploratory Policy Scenario - No Price Control | MD | Solar PV | Solar PV | Solar PV | Generation | GWh | 2246.9392 | 3178.5283 | 3226.9526 | 3226.9526 | 3226.9526 | 3226.9526 | 3226.9526
Case B Exploratory Policy Scenario - No Price Control | MD | Onshore Wind | Onshore Wind | Onshore Wind | Generation | GWh | 706.308 | 754.6725 | 754.6725 | 754.6725 | 754.6725 | 754.6725 | 754.6725
Case B Exploratory Policy Scenario - No Price Control | MD | Battery Storage | Battery Storage | Battery Storage | Generation | GWh | 2.1122 | 4.2897 | 3.7447 | 2.4849 | 2.3206 | 4.9622 | 7.8908
Case B Exploratory Policy Scenario - No Price Control | MD | Other RE | Other RE | Other RE | Generation | GWh | 1099.4048 | 805.7108 | 595.7048 | 595.7048 | 595.7048 | 595.7048 | 595.7048
Case B Exploratory Policy Scenario - No Price Control | MD | Combined Cycle | New Combined Cycle | New Combined Cycle | Generation | GWh | 0 | 0 | 0 | 0 | 0 | 0 | 0
Case B Exploratory Policy Scenario - No Price Control | MD | Combustion Turbine | New Combustion Turbine | New Combustion Turbine | Generation | GWh | 0 | 0 | 2.088 | 0 | 0 | 2.088 | 14.268
Case B Exploratory Policy Scenario - No Price Control | MD | Other | New Other | New Other | Generation | GWh | 0 | 0 | 0 | 0 | 0 | 0 | 0
Case B Exploratory Policy Scenario - No Price Control | MD | Other RE | New Other RE | New Other RE | Generation | GWh | 0 | 0 | 0 | 0 | 0 | 0 | 0
Case B Exploratory Policy Scenario - No Price Control | MD | Solar PV | New Solar PV | New Solar PV | Generation | GWh | 0 | 0 | 0 | 0 | 0 | 7478.9577 | 9639.8404
Case B Exploratory Policy Scenario - No Price Control | MD | Onshore Wind | New Onshore Wind | New Onshore Wind | Generation | GWh | 0 | 928.3806 | 2868.869 | 2868.869 | 5113.8822 | 5113.8822 | 5113.8822
Case B Exploratory Policy Scenario - No Price Control | MD | Offshore Wind | New Offshore Wind | New Offshore Wind | Generation | GWh | 0 | 4079.1159 | 4079.1159 | 34965.752 | 34965.752 | 34965.752 | 34965.752
Case B Exploratory Policy Scenario - No Price Control | MD | Battery Storage | New Battery Storage | New Battery Storage | Generation | GWh | 486.328 | 519.0471 | 590.5255 | 486.2328 | 497.9981 | 590.5255 | 461.075
Case B Exploratory Policy Scenario - No Price Control | MD | Solar PV | New Solar PV | New Paired Solar PV | Generation | GWh | 0 | 0 | 0 | 0 | 675.7411 | 1685.3966 | 12408.1421
Case B Exploratory Policy Scenario - No Price Control | MD | Battery Storage | New Battery Storage | New Paired Battery Storage | Generation | GWh | 0 | 0 | 0 | 0 | 256.6711 | 687.4236 | 4749.6802
Case B Exploratory Policy Scenario - No Price Control | MD | Hydrogen | New Hydrogen | New H2 CC | Generation | GWh | 0 | 0 | 0 | 0 | 0 | 0 | 0
Case B Exploratory Policy Scenario - No Price Control | MD | Hydrogen | New Hydrogen | New H2 CT | Generation | GWh | 0 | 0 | 0 | 0 | 0 | 0 | 0
Case B Exploratory Policy Scenario - No Price Control | MA | Coal | Coal | Coal | Generation | GWh | 0 | 0 | 0 | 0 | 0 | 0 | 0
Case B Exploratory Policy Scenario - No Price Control | MA | Coal with CCS | Coal with CCS | Coal with CCS | Generation | GWh | 0 | 0 | 0 | 0 | 0 | 0 | 0
Case B Exploratory Policy Scenario - No Price Control | MA | Combined Cycle | Combined Cycle | Combined Cycle | Generation | GWh | 11922.1327 | 12809.2635 | 9297.3894 | 10318.524 | 12382.377 | 5929.3783 | 7897.4605
Case B Exploratory Policy Scenario - No Price Control | MA | Combustion Turbine | Combustion Turbine | Combustion Turbine | Generation | GWh | 2.4365 | 3.0415 | 6.2307 | 4.9854 | 30.1856 | 11.3428 | 61.522
Case B Exploratory Policy Scenario - No Price Control | MA | Oil/Gas | Oil/Gas | Oil/Gas | Generation | GWh | 2.2032 | 2.8902 | 2.8902 | 2.6909 | 23.2519 | 2.2032 | 2.2032
Case B Exploratory Policy Scenario - No Price Control | MA | Other | Other | Other | Generation | GWh | 0 | 0 | 0 | 0 | 0 | 0 | 0
Case B Exploratory Policy Scenario - No Price Control | MA | Nuclear | Nuclear | Nuclear | Generation | GWh | 0 | 0 | 0 | 0 | 0 | 0 | 0
Case B Exploratory Policy Scenario - No Price Control | MA | Hydro | Hydro | Hydro | Generation | GWh | 2326.6515 | 1260.8711 | 1105.2829 | 1237.5208 | 1118.0438 | 1279.2982 | 1937.8786
Case B Exploratory Policy Scenario - No Price Control | MA | Solar PV | Solar PV | Solar PV | Generation | GWh | 2664.415 | 2664.415 | 2664.415 | 2664.415 | 2664.415 | 2664.415 | 2664.415
Case B Exploratory Policy Scenario - No Price Control | MA | Onshore Wind | Onshore Wind | Onshore Wind | Generation | GWh | 304.7983 | 304.7983 | 304.7983 | 304.7983 | 304.7983 | 304.7983 | 304.7983
Case B Exploratory Policy Scenario - No Price Control | MA | Battery Storage | Battery Storage | Battery Storage | Generation | GWh | 0.31589 | 99.9293 | 68.369 | 130.6464 | 92.289 | 2.5381 | 495.9943
Case B Exploratory Policy Scenario - No Price Control | MA | Other RE | Other RE | Other RE | Generation | GWh | 1984.5291 | 1842.0771 | 1842.0771 | 1842.0771 | 1842.0771 | 1842.0771 | 1842.0771
Case B Exploratory Policy Scenario - No Price Control | MA | Combined Cycle | New Combined Cycle | New Combined Cycle | Generation | GWh | 0 | 0 | 0 | 0 | 0 | 0 | 0
Case B Exploratory Policy Scenario - No Price Control | MA | Combustion Turbine | New Combustion Turbine | New Combustion Turbine | Generation | GWh | 0 | 0 | 0 | 0 | 0 | 0 | 0
Case B Exploratory Policy Scenario - No Price Control | MA | Other | New Other | New Other | Generation | GWh | 0 | 0 | 0 | 0 | 0 | 0 | 0
Case B Exploratory Policy Scenario - No Price Control | MA | Other RE | New Other RE | New Other RE | Generation | GWh | 0 | 0 | 0 | 0 | 0 | 0 | 0
Case B Exploratory Policy Scenario - No Price Control | MA | Solar PV | New Solar PV | New Solar PV | Generation | GWh | 0 | 0 | 0 | 0 | 0 | 0 | 12685.8147
Case B Exploratory Policy Scenario - No Price Control | MA | Onshore Wind | New Onshore Wind | New Onshore Wind | Generation | GWh | 0 | 0 | 0 | 0 | 0 | 0 | 0
Case B Exploratory Policy Scenario - No Price Control | MA | Offshore Wind | New Offshore Wind | New Offshore Wind | Generation | GWh | 3293.76 | 3293.76 | 3293.76 | 3293.76 | 3293.76 | 25067.6783 | 25067.6783
Case B Exploratory Policy Scenario - No Price Control | MA | Battery Storage | New Battery Storage | New Battery Storage | Generation | GWh | 427.149 | 660.7817 | 681.8843 | 688.2213 | 539.6737 | 617.2941 | 782.4649
Case B Exploratory Policy Scenario - No Price Control | MA | Solar PV | New Solar PV | New Paired Solar PV | Generation | GWh | 0 | 0 | 0 | 0 | 1930.5693 | 7492.1671 | 7492.1671
Case B Exploratory Policy Scenario - No Price Control | MA | Battery Storage | New Battery Storage | New Paired Battery Storage | Generation | GWh | 0 | 0 | 0 | 0 | 653.0316 | 2639.4121 | 3156.3079
Case B Exploratory Policy Scenario - No Price Control | MA | Hydrogen | New Hydrogen | New H2 CC | Generation | GWh | 0 | 0 | 0 | 0 | 0 | 0 | 0
Case B Exploratory Policy Scenario - No Price Control | MA | Hydrogen | New Hydrogen | New H2 CT | Generation | GWh | 0 | 0 | 0 | 0 | 0 | 0 | 0
Case B Exploratory Policy Scenario - No Price Control | NH | Coal | Coal | Coal | Generation | GWh | 560.3645 | 0 | 0 | 0 | 0 | 0 | 0
Case B Exploratory Policy Scenario - No Price Control | NH | Coal with CCS | Coal with CCS | Coal with CCS | Generation | GWh | 0 | 0 | 0 | 0 | 0 | 0 | 0
Case B Exploratory Policy Scenario - No Price Control | NH | Combined Cycle | Combined Cycle | Combined Cycle | Generation | GWh | 1757.8176 | 2447.1949 | 1805.7922 | 2389.3635 | 3758.3646 | 1730.4147 | 2411.9927
Case B Exploratory Policy Scenario - No Price Control | NH | Combustion Turbine | Combustion Turbine | Combustion Turbine | Generation | GWh | 0.50434 | 0.86134 | 0.9066 | 1.121 | 3.5739 | 0.66044 | 1.1354
Case B Exploratory Policy Scenario - No Price Control | NH | Oil/Gas | Oil/Gas | Oil/Gas | Generation | GWh | 0 | 0 | 0 | 0 | 0 | 0 | 0
Case B Exploratory Policy Scenario - No Price Control | NH | Other | Other | Other | Generation | GWh | 0 | 0 | 0 | 0 | 0 | 0 | 0
Case B Exploratory Policy Scenario - No Price Control | NH | Nuclear | Nuclear | Nuclear | Generation | GWh | 10063.3808 | 10063.3808 | 10063.3808 | 10063.3808 | 10063.3808 | 10063.3808 | 10063.3808
Case B Exploratory Policy Scenario - No Price Control | NH | Hydro | Hydro | Hydro | Generation | GWh | 1406.0808 | 1406.0808 | 1406.0808 | 1406.0808 | 1406.0808 | 1406.0808 | 1406.0807
Case B Exploratory Policy Scenario - No Price Control | NH | Solar PV | Solar PV | Solar PV | Generation | GWh | 232.8486 | 232.8486 | 232.8486 | 232.8486 | 232.8486 | 232.8486 | 232.8486
Case B Exploratory Policy Scenario - No Price Control | NH | Onshore Wind | Onshore Wind | Onshore Wind | Generation | GWh | 666.5463 | 666.5463 | 666.5463 | 666.5463 | 666.5463 | 666.5463 | 666.5463
Case B Exploratory Policy Scenario - No Price Control | NH | Battery Storage | Battery Storage | Battery Storage | Generation | GWh | 0 | 0 | 0 | 0 | 0 | 0 | 0
Case B Exploratory Policy Scenario - No Price Control | NH | Other RE | Other RE | Other RE | Generation | GWh | 534.2759 | 240.9066 | 240.9066 | 240.9066 | 245.8112 | 194.8465 | 274.023
Case B Exploratory Policy Scenario - No Price Control | NH | Combined Cycle | New Combined Cycle | New Combined Cycle | Generation | GWh | 0 | 0 | 0 | 0 | 0 | 0 | 0
Case B Exploratory Policy Scenario - No Price Control | NH | Combustion Turbine | New Combustion Turbine | New Combustion Turbine | Generation | GWh | 0 | 0 | 0 | 0 | 0 | 0 | 0
Case B Exploratory Policy Scenario - No Price Control | NH | Other | New Other | New Other | Generation | GWh | 0 | 0 | 0 | 0 | 0 | 0 | 0
Case B Exploratory Policy Scenario - No Price Control | NH | Other RE | New Other RE | New Other RE | Generation | GWh | 0 | 0 | 0 | 0 | 0 | 0 | 0
Case B Exploratory Policy Scenario - No Price Control | NH | Solar PV | New Solar PV | New Solar PV | Generation | GWh | 0 | 0 | 0 | 0 | 0 | 0 | 0
Case B Exploratory Policy Scenario - No Price Control | NH | Onshore Wind | New Onshore Wind | New Onshore Wind | Generation | GWh | 0 | 0 | 0 | 0 | 0 | 0 | 0
Case B Exploratory Policy Scenario - No Price Control | NH | Offshore Wind | New Offshore Wind | New Offshore Wind | Generation | GWh | 0 | 0 | 0 | 0 | 0 | 0 | 0
Case B Exploratory Policy Scenario - No Price Control | NH | Battery Storage | New Battery Storage | New Battery Storage | Generation | GWh | 0 | 0 | 0 | 0 | 0 | 0 | 0
Case B Exploratory Policy Scenario - No Price Control | NH | Solar PV | New Solar PV | New Paired Solar PV | Generation | GWh | 0 | 0 | 0 | 0 | 0 | 0 | 0
Case B Exploratory Policy Scenario - No Price Control | NH | Battery Storage | New Battery Storage | New Paired Battery Storage | Generation | GWh | 0 | 0 | 0 | 0 | 0 | 0 | 0
Case B Exploratory Policy Scenario - No Price Control | NH | Hydrogen | New Hydrogen | New H2 CC | Generation | GWh | 0 | 0 | 0 | 0 | 0 | 0 | 0
Case B Exploratory Policy Scenario - No Price Control | NH | Hydrogen | New Hydrogen | New H2 CT | Generation | GWh | 0 | 0 | 0 | 0 | 0 | 0 | 0
Case B Exploratory Policy Scenario - No Price Control | NJ | Coal | Coal | Coal | Generation | GWh | 0 | 0 | 0 | 0 | 0 | 0 | 0
Case B Exploratory Policy Scenario - No Price Control | NJ | Coal with CCS | Coal with CCS | Coal with CCS | Generation | GWh | 0 | 0 | 0 | 0 | 0 | 0 | 0
Case B Exploratory Policy Scenario - No Price Control | NJ | Combined Cycle | Combined Cycle | Combined Cycle | Generation | GWh | 21634.2825 | 20435.582 | 18075.7748 | 11484.6493 | 17728.6348 | 15482.1868 | 7412.5497
Case B Exploratory Policy Scenario - No Price Control | NJ | Combustion Turbine | Combustion Turbine | Combustion Turbine | Generation | GWh | 39.0281 | 20.3038 | 20.3038 | 0.66 | 3.1218 | 10.6632 | 89.3582
Case B Exploratory Policy Scenario - No Price Control | NJ | Oil/Gas | Oil/Gas | Oil/Gas | Generation | GWh | 0 | 0 | 0 | 0 | 0 | 0 | 0
Case B Exploratory Policy Scenario - No Price Control | NJ | Other | Other | Other | Generation | GWh | 0 | 0 | 0 | 0 | 0 | 0 | 0
Case B Exploratory Policy Scenario - No Price Control | NJ | Nuclear | Nuclear | Nuclear | Generation | GWh | 27397.7464 | 27397.7464 | 27397.7464 | 27397.7464 | 17473.7591 | 17473.7591 | 17473.7591
Case B Exploratory Policy Scenario - No Price Control | NJ | Hydro | Hydro | Hydro | Generation | GWh | 110.7621 | 118.4347 | 116.7829 | 36.2958 | 60.3621 | 157.2642 | 296.1443
Case B Exploratory Policy Scenario - No Price Control | NJ | Solar PV | Solar PV | Solar PV | Generation | GWh | 2946.8438 | 3665.5182 | 3665.5182 | 3665.5182 | 3665.5182 | 3665.5182 | 3665.5182
Case B Exploratory Policy Scenario - No Price Control | NJ | Onshore Wind | Onshore Wind | Onshore Wind | Generation | GWh | 25.399 | 25.399 | 25.399 | 25.399 | 25.399 | 25.399 | 25.399
Case B Exploratory Policy Scenario - No Price Control | NJ | Battery Storage | Battery Storage | Battery Storage | Generation | GWh | 37.4371 | 71.9075 | 33.9592 | 12.1923 | 39.4943 | 59.4188 | 173.303
Case B Exploratory Policy Scenario - No Price Control | NJ | Other RE | Other RE | Other RE | Generation | GWh | 1797.7291 | 1749.0451 | 1703.2531 | 1678.9651 | 1678.9651 | 1678.9651 | 1678.9651
Case B Exploratory Policy Scenario - No Price Control | NJ | Combined Cycle | New Combined Cycle | New Combined Cycle | Generation | GWh | 0 | 0 | 0 | 0 | 0 | 0 | 0
Case B Exploratory Policy Scenario - No Price Control | NJ | Combustion Turbine | New Combustion Turbine | New Combustion Turbine | Generation | GWh | 0 | 0 | 0.145 | 0.145 | 0.55 | 1.285 | 2.38
Case B Exploratory Policy Scenario - No Price Control | NJ | Other | New Other | New Other | Generation | GWh | 0 | 0 | 0 | 0 | 0 | 0 | 0
Case B Exploratory Policy Scenario - No Price Control | NJ | Other RE | New Other RE | New Other RE | Generation | GWh | 0 | 0 | 0 | 0 | 0 | 0 | 0
Case B Exploratory Policy Scenario - No Price Control | NJ | Solar PV | New Solar PV | New Solar PV | Generation | GWh | 0 | 0 | 0 | 0 | 0 | 0 | 5934.6884
Case B Exploratory Policy Scenario - No Price Control | NJ | Onshore Wind | New Onshore Wind | New Onshore Wind | Generation | GWh | 0 | 0 | 0 | 0 | 0 | 0 | 0
Case B Exploratory Policy Scenario - No Price Control | NJ | Offshore Wind | New Offshore Wind | New Offshore Wind | Generation | GWh | 0 | 0 | 4726.5456 | 20133.108 | 29080.1635 | 29080.1635 | 46393.6193
Case B Exploratory Policy Scenario - No Price Control | NJ | Battery Storage | New Battery Storage | New Battery Storage | Generation | GWh | 2911.9021 | 3354.9221 | 3260.6257 | 3111.8367 | 3081.2369 | 3205.2348 | 3339.7434
Case B Exploratory Policy Scenario - No Price Control | NJ | Solar PV | New Solar PV | New Paired Solar PV | Generation | GWh | 0 | 0 | 0 | 0 | 0 | 0 | 0
Case B Exploratory Policy Scenario - No Price Control | NJ | Battery Storage | New Battery Storage | New Paired Battery Storage | Generation | GWh | 0 | 0 | 0 | 0 | 0 | 0 | 0
Case B Exploratory Policy Scenario - No Price Control | NJ | Hydrogen | New Hydrogen | New H2 CC | Generation | GWh | 0 | 0 | 0 | 0 | 0 | 0 | 0
Case B Exploratory Policy Scenario - No Price Control | NJ | Hydrogen | New Hydrogen | New H2 CT | Generation | GWh | 0 | 0 | 0 | 0 | 0 | 0 | 0
Case B Exploratory Policy Scenario - No Price Control | NY | Coal | Coal | Coal | Generation | GWh | 0 | 0 | 0 | 0 | 0 | 0 | 0
Case B Exploratory Policy Scenario - No Price Control | NY | Coal with CCS | Coal with CCS | Coal with CCS | Generation | GWh | 0 | 0 | 0 | 0 | 0 | 0 | 0
Case B Exploratory Policy Scenario - No Price Control | NY | Combined Cycle | Combined Cycle | Combined Cycle | Generation | GWh | 40980.4387 | 24877.5235 | 20669.7822 | 18867.6374 | 21259.6535 | 17581.0186 | 6735.8974
Case B Exploratory Policy Scenario - No Price Control | NY | Combustion Turbine | Combustion Turbine | Combustion Turbine | Generation | GWh | 672.4366 | 238.1794 | 120.8965 | 152.507 | 39.8487 | 72.7744 | 347.4441
Case B Exploratory Policy Scenario - No Price Control | NY | Oil/Gas | Oil/Gas | Oil/Gas | Generation | GWh | 3493.1548 | 3822.1927 | 1923.6634 | 1891.8731 | 97.2 | 97.2 | 0
Case B Exploratory Policy Scenario - No Price Control | NY | Other | Other | Other | Generation | GWh | 0 | 0 | 0 | 0 | 0 | 0 | 0
Case B Exploratory Policy Scenario - No Price Control | NY | Nuclear | Nuclear | Nuclear | Generation | GWh | 26550.0352 | 26550.0352 | 26341.0242 | 25666.3266 | 25000 | 26550.0352 | 25000
Case B Exploratory Policy Scenario - No Price Control | NY | Hydro | Hydro | Hydro | Generation | GWh | 26829.0971 | 27085.716 | 27159.7328 | 27115.9644 | 28361.4709 | 27455.6013 | 27225.6142
Case B Exploratory Policy Scenario - No Price Control | NY | Solar PV | Solar PV | Solar PV | Generation | GWh | 24453.0943 | 36241.7907 | 40685.9515 | 46792.609 | 54693.9111 | 63903.7518 | 77998.1817
Case B Exploratory Policy Scenario - No Price Control | NY | Onshore Wind | Onshore Wind | Onshore Wind | Generation | GWh | 11702.198 | 12091.7903 | 24136.6448 | 28159.883 | 34202.0873 | 37893.6751 | 43431.194
Case B Exploratory Policy Scenario - No Price Control | NY | Offshore Wind | Offshore Wind | Offshore Wind | Generation | GWh | 4460.4962 | 17151.0415 | 25608.6653 | 33655.9419 | 45726.9791 | 52207.7109 | 61928.8085
Case B Exploratory Policy Scenario - No Price Control | NY | Battery Storage | Battery Storage | Battery Storage | Generation | GWh | 18.3402 | 26.2796 | 31.6329 | 66.1038 | 117.8046 | 130.5659 | 149.8604
Case B Exploratory Policy Scenario - No Price Control | NY | Other RE | Other RE | Other RE | Generation | GWh | 2308.4126 | 2321.0556 | 2269.2837 | 2267.2343 | 2144.9971 | 2116.3254 | 0
Case B Exploratory Policy Scenario - No Price Control | NY | Combined Cycle | New Combined Cycle | New Combined Cycle | Generation | GWh | 0 | 0 | 0 | 0 | 0 | 0 | 0
Case B Exploratory Policy Scenario - No Price Control | NY | Combustion Turbine | New Combustion Turbine | New Combustion Turbine | Generation | GWh | 0 | 0 | 0 | 0 | 0 | 0 | 0
Case B Exploratory Policy Scenario - No Price Control | NY | Other | New Other | New Other | Generation | GWh | 0 | 0 | 0 | 0 | 0 | 0 | 0
Case B Exploratory Policy Scenario - No Price Control | NY | Other RE | New Other RE | New Other RE | Generation | GWh | 0 | 0 | 0 | 0 | 881.5842 | 881.5842 | 881.5842
Case B Exploratory Policy Scenario - No Price Control | NY | Solar PV | New Solar PV | New Solar PV | Generation | GWh | 0 | 0 | 0 | 0 | 0 | 0 | 0
Case B Exploratory Policy Scenario - No Price Control | NY | Onshore Wind | New Onshore Wind | New Onshore Wind | Generation | GWh | 0 | 0 | 0 | 0 | 0 | 0 | 0
Case B Exploratory Policy Scenario - No Price Control | NY | Offshore Wind | New Offshore Wind | New Offshore Wind | Generation | GWh | 0 | 0 | 0 | 0 | 0 | 0 | 0
Case B Exploratory Policy Scenario - No Price Control | NY | Battery Storage | New Battery Storage | New Battery Storage | Generation | GWh | 0 | 0 | 0 | 0 | 0 | 0 | 26.8709
Case B Exploratory Policy Scenario - No Price Control | NY | Solar PV | New Solar PV | New Paired Solar PV | Generation | GWh | 0 | 0 | 0 | 0 | 0 | 0 | 0
Case B Exploratory Policy Scenario - No Price Control | NY | Battery Storage | New Battery Storage | New Paired Battery Storage | Generation | GWh | 0 | 0 | 0 | 0 | 0 | 0 | 0
Case B Exploratory Policy Scenario - No Price Control | NY | Hydrogen | New Hydrogen | New H2 CC | Generation | GWh | 0 | 0 | 0 | 0 | 0 | 0 | 0
Case B Exploratory Policy Scenario - No Price Control | NY | Hydrogen | New Hydrogen | New H2 CT | Generation | GWh | 0 | 0 | 0 | 0 | 0 | 0 | 0
Case B Exploratory Policy Scenario - No Price Control | RI | Coal | Coal | Coal | Generation | GWh | 0 | 0 | 0 | 0 | 0 | 0 | 0
Case B Exploratory Policy Scenario - No Price Control | RI | Coal with CCS | Coal with CCS | Coal with CCS | Generation | GWh | 0 | 0 | 0 | 0 | 0 | 0 | 0
Case B Exploratory Policy Scenario - No Price Control | RI | Combined Cycle | Combined Cycle | Combined Cycle | Generation | GWh | 6101.8458 | 5967.4138 | 4358.3258 | 4786.1289 | 6200.8312 | 3299.5161 | 3243.1868
Case B Exploratory Policy Scenario - No Price Control | RI | Combustion Turbine | Combustion Turbine | Combustion Turbine | Generation | GWh | 44.7464 | 0 | 0 | 0 | 0 | 0 | 0
Case B Exploratory Policy Scenario - No Price Control | RI | Oil/Gas | Oil/Gas | Oil/Gas | Generation | GWh | 0 | 0 | 0 | 0 | 0 | 0 | 0
Case B Exploratory Policy Scenario - No Price Control | RI | Other | Other | Other | Generation | GWh | 0 | 0 | 0 | 0 | 0 | 0 | 0
Case B Exploratory Policy Scenario - No Price Control | RI | Nuclear | Nuclear | Nuclear | Generation | GWh | 0 | 0 | 0 | 0 | 0 | 0 | 0
Case B Exploratory Policy Scenario - No Price Control | RI | Hydro | Hydro | Hydro | Generation | GWh | 8.3612 | 8.3612 | 8.3612 | 8.3612 | 8.3612 | 8.3612 | 8.3612
Case B Exploratory Policy Scenario - No Price Control | RI | Solar PV | Solar PV | Solar PV | Generation | GWh | 530.6188 | 530.6188 | 530.6188 | 530.6188 | 530.6188 | 530.6188 | 530.6188
Case B Exploratory Policy Scenario - No Price Control | RI | Onshore Wind | Onshore Wind | Onshore Wind | Generation | GWh | 140.4231 | 140.4231 | 140.4231 | 140.4231 | 140.4231 | 140.4231 | 140.4231
Case B Exploratory Policy Scenario - No Price Control | RI | Battery Storage | Battery Storage | Battery Storage | Generation | GWh | 0 | 0 | 0 | 0 | 0 | 0 | 0
Case B Exploratory Policy Scenario - No Price Control | RI | Other RE | Other RE | Other RE | Generation | GWh | 335.452 | 324.636 | 323.356 | 327.8552 | 331.8232 | 303.7912 | 316.5784
Case B Exploratory Policy Scenario - No Price Control | RI | Combined Cycle | New Combined Cycle | New Combined Cycle | Generation | GWh | 0 | 0 | 0 | 0 | 0 | 0 | 0
Case B Exploratory Policy Scenario - No Price Control | RI | Combustion Turbine | New Combustion Turbine | New Combustion Turbine | Generation | GWh | 0 | 0 | 0 | 0 | 0 | 0 | 0
Case B Exploratory Policy Scenario - No Price Control | RI | Other | New Other | New Other | Generation | GWh | 0 | 0 | 0 | 0 | 0 | 0 | 0
Case B Exploratory Policy Scenario - No Price Control | RI | Other RE | New Other RE | New Other RE | Generation | GWh | 0 | 0 | 0 | 0 | 0 | 0 | 0
Case B Exploratory Policy Scenario - No Price Control | RI | Solar PV | New Solar PV | New Solar PV | Generation | GWh | 0 | 0 | 0 | 0 | 0 | 0 | 10503.5714
Case B Exploratory Policy Scenario - No Price Control | RI | Onshore Wind | New Onshore Wind | New Onshore Wind | Generation | GWh | 0 | 0 | 0 | 0 | 0 | 0 | 0
Case B Exploratory Policy Scenario - No Price Control | RI | Offshore Wind | New Offshore Wind | New Offshore Wind | Generation | GWh | 669.0993 | 1765.4554 | 5971.4462 | 5971.4462 | 5971.4462 | 5971.4462 | 5971.4462
Case B Exploratory Policy Scenario - No Price Control | RI | Battery Storage | New Battery Storage | New Battery Storage | Generation | GWh | 0 | 0 | 0 | 0 | 0 | 0 | 0
Case B Exploratory Policy Scenario - No Price Control | RI | Solar PV | New Solar PV | New Paired Solar PV | Generation | GWh | 0 | 0 | 0 | 0 | 0 | 0 | 4141.9773
Case B Exploratory Policy Scenario - No Price Control | RI | Battery Storage | New Battery Storage | New Paired Battery Storage | Generation | GWh | 0 | 0 | 0 | 0 | 0 | 0 | 1698.249
Case B Exploratory Policy Scenario - No Price Control | RI | Hydrogen | New Hydrogen | New H2 CC | Generation | GWh | 0 | 0 | 0 | 0 | 0 | 0 | 0
Case B Exploratory Policy Scenario - No Price Control | RI | Hydrogen | New Hydrogen | New H2 CT | Generation | GWh | 0 | 0 | 0 | 0 | 0 | 0 | 0
Case B Exploratory Policy Scenario - No Price Control | VT | Coal | Coal | Coal | Generation | GWh | 0 | 0 | 0 | 0 | 0 | 0 | 0
Case B Exploratory Policy Scenario - No Price Control | VT | Coal with CCS | Coal with CCS | Coal with CCS | Generation | GWh | 0 | 0 | 0 | 0 | 0 | 0 | 0
Case B Exploratory Policy Scenario - No Price Control | VT | Combined Cycle | Combined Cycle | Combined Cycle | Generation | GWh | 0 | 0 | 0 | 0 | 0 | 0 | 0
Case B Exploratory Policy Scenario - No Price Control | VT | Combustion Turbine | Combustion Turbine | Combustion Turbine | Generation | GWh | 0 | 0 | 0 | 0 | 0 | 0 | 0
Case B Exploratory Policy Scenario - No Price Control | VT | Oil/Gas | Oil/Gas | Oil/Gas | Generation | GWh | 0 | 0 | 0 | 0 | 0 | 0 | 0
Case B Exploratory Policy Scenario - No Price Control | VT | Other | Other | Other | Generation | GWh | 0 | 0 | 0 | 0 | 0 | 0 | 0
Case B Exploratory Policy Scenario - No Price Control | VT | Nuclear | Nuclear | Nuclear | Generation | GWh | 0 | 0 | 0 | 0 | 0 | 0 | 0
Case B Exploratory Policy Scenario - No Price Control | VT | Hydro | Hydro | Hydro | Generation | GWh | 1267.8718 | 1267.8718 | 1267.8718 | 1267.8718 | 1267.8718 | 1267.8718 | 1267.8718
Case B Exploratory Policy Scenario - No Price Control | VT | Solar PV | Solar PV | Solar PV | Generation | GWh | 282.8155 | 463.9527 | 463.9527 | 463.9527 | 463.9527 | 463.9527 | 463.9527
Case B Exploratory Policy Scenario - No Price Control | VT | Onshore Wind | Onshore Wind | Onshore Wind | Generation | GWh | 462.3066 | 462.3066 | 462.3066 | 462.3066 | 462.3066 | 462.3066 | 462.3066
Case B Exploratory Policy Scenario - No Price Control | VT | Battery Storage | Battery Storage | Battery Storage | Generation | GWh | 0 | 0 | 0 | 0 | 0 | 0 | 0
Case B Exploratory Policy Scenario - No Price Control | VT | Other RE | Other RE | Other RE | Generation | GWh | 179.0532 | 23.5331 | 23.5331 | 23.5331 | 23.4306 | 23.5331 | 23.5331
Case B Exploratory Policy Scenario - No Price Control | VT | Combined Cycle | New Combined Cycle | New Combined Cycle | Generation | GWh | 0 | 0 | 0 | 0 | 0 | 0 | 0
Case B Exploratory Policy Scenario - No Price Control | VT | Combustion Turbine | New Combustion Turbine | New Combustion Turbine | Generation | GWh | 0 | 0 | 0 | 0 | 0 | 0 | 0
Case B Exploratory Policy Scenario - No Price Control | VT | Other | New Other | New Other | Generation | GWh | 0 | 0 | 0 | 0 | 0 | 0 | 0
Case B Exploratory Policy Scenario - No Price Control | VT | Other RE | New Other RE | New Other RE | Generation | GWh | 0 | 0 | 0 | 0 | 0 | 0 | 0
Case B Exploratory Policy Scenario - No Price Control | VT | Solar PV | New Solar PV | New Solar PV | Generation | GWh | 0 | 0 | 0 | 0 | 0 | 0 | 0
Case B Exploratory Policy Scenario - No Price Control | VT | Onshore Wind | New Onshore Wind | New Onshore Wind | Generation | GWh | 0 | 0 | 10909.0531 | 14065.6173 | 23892.6888 | 24488.2997 | 24488.2997
Case B Exploratory Policy Scenario - No Price Control | VT | Offshore Wind | New Offshore Wind | New Offshore Wind | Generation | GWh | 0 | 0 | 0 | 0 | 0 | 0 | 0
Case B Exploratory Policy Scenario - No Price Control | VT | Battery Storage | New Battery Storage | New Battery Storage | Generation | GWh | 0 | 0 | 0 | 0 | 0 | 0 | 0
Case B Exploratory Policy Scenario - No Price Control | VT | Solar PV | New Solar PV | New Paired Solar PV | Generation | GWh | 0 | 0 | 0 | 0 | 181.1372 | 4411.7026 | 4493.4271
Case B Exploratory Policy Scenario - No Price Control | VT | Battery Storage | New Battery Storage | New Paired Battery Storage | Generation | GWh | 0 | 0 | 0 | 0 | 58.5307 | 800.3207 | 1200.1579
Case B Exploratory Policy Scenario - No Price Control | VT | Hydrogen | New Hydrogen | New H2 CC | Generation | GWh | 0 | 0 | 0 | 0 | 0 | 0 | 0
Case B Exploratory Policy Scenario - No Price Control | VT | Hydrogen | New Hydrogen | New H2 CT | Generation | GWh | 0 | 0 | 0 | 0 | 0 | 0 | 0
Case B Exploratory Policy Scenario - No Price Control | NY | Imports | Imports Zone D (HQ) | 122739 | Generation | GWh | 10361.3499 | 10361.3499 | 10361.3499 | 10361.3499 | 10361.3499 | 10361.3499 | 10361.3499
Case B Exploratory Policy Scenario - No Price Control | NY | Imports | Imports Zone J (CHPE) | 122738 | Generation | GWh | 0 | 10402.5 | 10402.5 | 10402.5 | 10402.5 | 10402.5 | 10402.5
Case B Exploratory Policy Scenario - No Price Control | MA | Imports | Clean Energy Connect Import | 4390 | Generation | GWh | 0 | 10512 | 10512 | 10512 | 10512 | 10512 | 10512
Case B Exploratory Policy Scenario - No Price Control | CT | Imports | Imports |  | Generation | GWh | 0 | 0 | 0 | 0 | 0 | 0 | 0
Case B Exploratory Policy Scenario - No Price Control | DE | Imports | Imports |  | Generation | GWh | 0 | 0 | 0 | 0 | 0 | 0 | 0
Case B Exploratory Policy Scenario - No Price Control | ME | Imports | Imports |  | Generation | GWh | 0 | 0 | 0 | 0 | 0 | 0 | 0
Case B Exploratory Policy Scenario - No Price Control | MD | Imports | Imports |  | Generation | GWh | 0 | 0 | 0 | 0 | 0 | 0 | 0
Case B Exploratory Policy Scenario - No Price Control | NH | Imports | Imports |  | Generation | GWh | 0 | 0 | 0 | 0 | 0 | 0 | 0
Case B Exploratory Policy Scenario - No Price Control | NJ | Imports | Imports |  | Generation | GWh | 0 | 0 | 0 | 0 | 0 | 0 | 0
Case B Exploratory Policy Scenario - No Price Control | RI | Imports | Imports |  | Generation | GWh | 0 | 0 | 0 | 0 | 0 | 0 | 0
Case B Exploratory Policy Scenario - No Price Control | VT | Imports | Imports |  | Generation | GWh | 0 | 0 | 0 | 0 | 0 | 0 | 0
Case B Exploratory Policy Scenario - No Price Control | 10-State Contributions | Imports | Imports Zone D (HQ) | 122739 | Generation | GWh | 10361.3499 | 10361.3499 | 10361.3499 | 10361.3499 | 10361.3499 | 10361.3499 | 10361.3499
Case B Exploratory Policy Scenario - No Price Control | 10-State Contributions | Imports | Imports Zone J (CHPE) | 122738 | Generation | GWh | 0 | 10402.5 | 10402.5 | 10402.5 | 10402.5 | 10402.5 | 10402.5
Case B Exploratory Policy Scenario - No Price Control | 10-State Contributions | Imports | Clean Energy Connect Import | 4390 | Generation | GWh | 0 | 10512 | 10512 | 10512 | 10512 | 10512 | 10512
Case | State/Region | Technology Aggregate | Technology Type | Technology Sub-Type | Metric | Units | 2025 | 2028 | 2030 | 2032 | 2035 | 2037 | 2040
Case B Exploratory Policy Scenario - No Price Control | 10-State Contributions | Coal | Coal | Coal | Capacity | MW | 2214.353 | -2.2737e-13 | 0 | 0 | 0 | 0 | 0
Case B Exploratory Policy Scenario - No Price Control | 10-State Contributions | Coal with CCS | Coal with CCS | Coal with CCS | Capacity | MW | 0 | 0 | 0 | 0 | 0 | 0 | 0
Case B Exploratory Policy Scenario - No Price Control | 10-State Contributions | Combined Cycle | Combined Cycle | Combined Cycle | Capacity | MW | 35902.3907 | 35221.6616 | 35221.6616 | 35221.6616 | 35221.6616 | 35221.6616 | 35221.6616
Case B Exploratory Policy Scenario - No Price Control | 10-State Contributions | Combustion Turbine | Combustion Turbine | Combustion Turbine | Capacity | MW | 12042.539 | 11749.051 | 11749.051 | 10847.551 | 9503.301 | 9503.301 | 15125.051
Case B Exploratory Policy Scenario - No Price Control | 10-State Contributions | Oil/Gas | Oil/Gas | Oil/Gas | Capacity | MW | 17706.9451 | 16419.5294 | 12522.2663 | 12522.2663 | 6761.6836 | 6365.992 | 6365.992
Case B Exploratory Policy Scenario - No Price Control | 10-State Contributions | Other | Other | Other | Capacity | MW | 5.6 | 5.6 | 5.6 | 5.6 | 5.6 | 5.6 | 5.6
Case B Exploratory Policy Scenario - No Price Control | 10-State Contributions | Nuclear | Nuclear | Nuclear | Capacity | MW | 11925.7 | 11925.7 | 11925.7 | 11925.7 | 10751.7 | 10751.7 | 10751.7
Case B Exploratory Policy Scenario - No Price Control | 10-State Contributions | Hydro | Hydro | Hydro | Capacity | MW | 10287.383 | 10287.383 | 10287.383 | 10287.383 | 10287.383 | 10287.383 | 10287.383
Case B Exploratory Policy Scenario - No Price Control | 10-State Contributions | Solar PV | Solar PV | Solar PV | Capacity | MW | 19407.8975 | 26318.9975 | 28829.9975 | 31578.9975 | 35703.9975 | 40749.9975 | 48321.9975
Case B Exploratory Policy Scenario - No Price Control | 10-State Contributions | Onshore Wind | Onshore Wind | Onshore Wind | Capacity | MW | 6107.549 | 6242.549 | 10286.549 | 11623.549 | 13631.549 | 14853.549 | 16686.549
Case B Exploratory Policy Scenario - No Price Control | 10-State Contributions | Offshore Wind | Offshore Wind | Offshore Wind | Capacity | MW | 1054 | 4142 | 6200 | 8126 | 11015 | 12551 | 14855
Case B Exploratory Policy Scenario - No Price Control | 10-State Contributions | Battery Storage | Battery Storage | Battery Storage | Capacity | MW | 2553 | 4364.32 | 4964.32 | 8072.17 | 12733.97 | 14044.33 | 16009.88
Case B Exploratory Policy Scenario - No Price Control | 10-State Contributions | Other RE | Other RE | Other RE | Capacity | MW | 2219.741 | 1514.56 | 1453.7821 | 1445.7821 | 1445.7821 | 1445.7821 | 807.8701
Case B Exploratory Policy Scenario - No Price Control | 10-State Contributions | Combined Cycle | New Combined Cycle | New Combined Cycle | Capacity | MW | 0 | 0 | 0 | 0 | 0 | 0 | 0
Case B Exploratory Policy Scenario - No Price Control | 10-State Contributions | Combustion Turbine | New Combustion Turbine | New Combustion Turbine | Capacity | MW | 0 | 0 | 543 | 543 | 606 | 606 | 606
Case B Exploratory Policy Scenario - No Price Control | 10-State Contributions | Other | New Other | New Other | Capacity | MW | 0 | 0 | 0 | 0 | 0 | 0 | 0
Case B Exploratory Policy Scenario - No Price Control | 10-State Contributions | Other RE | New Other RE | New Other RE | Capacity | MW | 0 | 0 | 0 | 0 | 216.7241 | 216.7241 | 216.7241
Case B Exploratory Policy Scenario - No Price Control | 10-State Contributions | Solar PV | New Solar PV | New Solar PV | Capacity | MW | 0 | 0 | 0 | 0 | 0 | 3529.8987 | 19406.3389
Case B Exploratory Policy Scenario - No Price Control | 10-State Contributions | Onshore Wind | New Onshore Wind | New Onshore Wind | Capacity | MW | 0 | 679.6658 | 4614.4841 | 5310.4841 | 9312 | 9546.0649 | 9669
Case B Exploratory Policy Scenario - No Price Control | 10-State Contributions | Offshore Wind | New Offshore Wind | New Offshore Wind | Capacity | MW | 1545 | 2601.8 | 6445.8 | 17630.8 | 19740.8 | 24540.8 | 31529.8
Case B Exploratory Policy Scenario - No Price Control | 10-State Contributions | Battery Storage | New Battery Storage | New Battery Storage | Capacity | MW | 3710.4695 | 3855.4695 | 4305.4695 | 4305.4695 | 4305.4695 | 4305.4695 | 4314.6719
Case B Exploratory Policy Scenario - No Price Control | 10-State Contributions | Solar PV | New Solar PV | New Paired Solar PV | Capacity | MW | 0 | 0 | 0 | 0 | 1346.0349 | 6630.1482 | 17859.0058
Case B Exploratory Policy Scenario - No Price Control | 10-State Contributions | Battery Storage | New Battery Storage | New Paired Battery Storage | Capacity | MW | 0 | 0 | 0 | 0 | 807.6209 | 3978.0889 | 10715.4035
Case B Exploratory Policy Scenario - No Price Control | 10-State Contributions | Hydrogen | New Hydrogen | New H2 CC | Capacity | MW | 0 | 0 | 0 | 0 | 0 | 0 | 0
Case B Exploratory Policy Scenario - No Price Control | 10-State Contributions | Hydrogen | New Hydrogen | New H2 CT | Capacity | MW | 0 | 0 | 0 | 0 | 0 | 0 | 0
Case B Exploratory Policy Scenario - No Price Control | 10-State Contributions | Retire Coal | Retire Coal | Retire Coal | Capacity | MW | 0 | 1794.353 | 518.856 | 518.856 | 518.856 | 518.856 | 518.856
Case B Exploratory Policy Scenario - No Price Control | 10-State Contributions | Retire Combined Cycle | Retire Combined Cycle | Retire Combined Cycle | Capacity | MW | 8.1251 | 613.9512 | 613.9512 | 613.9512 | 613.9512 | 613.9512 | 613.9512
Case B Exploratory Policy Scenario - No Price Control | 10-State Contributions | Retire Combustion Turbine | Retire Combustion Turbine | Retire Combustion Turbine | Capacity | MW | 0 | 33.6 | 33.6 | 33.6 | 1045.7 | 1045.7 | 1045.7
Case B Exploratory Policy Scenario - No Price Control | 10-State Contributions | Retire Oil/Gas | Retire Oil/Gas | Retire Oil/Gas | Capacity | MW | 266.7469 | 761.1626 | 4658.4257 | 4658.4257 | 10419.0084 | 10814.7 | 10814.7
Case B Exploratory Policy Scenario - No Price Control | 10-State Contributions | Retire Other | Retire Other | Retire Other | Capacity | MW | 0 | 705.181 | 765.9589 | 773.9589 | 773.9589 | 773.9589 | 1002.0059
Case B Exploratory Policy Scenario - No Price Control | 10-State Contributions | Retire Nuclear | Retire Nuclear | Retire Nuclear | Capacity | MW | 0 | 0 | 0 | 0 | 1174 | 1174 | 1174
Case B Exploratory Policy Scenario - No Price Control | 10-State Contributions | Coal | Coal | Coal | Generation | GWh | 839.3645 | 0 | 0 | 0 | 0 | 0 | 0
Case B Exploratory Policy Scenario - No Price Control | 10-State Contributions | Coal with CCS | Coal with CCS | Coal with CCS | Generation | GWh | 0 | 0 | 0 | 0 | 0 | 0 | 0
Case B Exploratory Policy Scenario - No Price Control | 10-State Contributions | Combined Cycle | Combined Cycle | Combined Cycle | Generation | GWh | 112867.0226 | 96079.1041 | 73514.3757 | 66356.0586 | 83057.2398 | 59842.4886 | 30042.0453
Case B Exploratory Policy Scenario - No Price Control | 10-State Contributions | Combustion Turbine | Combustion Turbine | Combustion Turbine | Generation | GWh | 804.4727 | 354.4459 | 193.6584 | 174.4313 | 117.1217 | 106.1436 | 528.9318
Case B Exploratory Policy Scenario - No Price Control | 10-State Contributions | Oil/Gas | Oil/Gas | Oil/Gas | Generation | GWh | 3563.0571 | 3902.0989 | 1997.9566 | 1936.0683 | 161.0906 | 142.2512 | 19.2536
Case B Exploratory Policy Scenario - No Price Control | 10-State Contributions | Other | Other | Other | Generation | GWh | 49.056 | 49.056 | 49.056 | 49.056 | 49.056 | 49.056 | 49.056
Case B Exploratory Policy Scenario - No Price Control | 10-State Contributions | Nuclear | Nuclear | Nuclear | Generation | GWh | 95469.0336 | 95469.0336 | 95260.0226 | 94585.325 | 83995.0111 | 85545.0463 | 83995.0111
Case B Exploratory Policy Scenario - No Price Control | 10-State Contributions | Hydro | Hydro | Hydro | Generation | GWh | 37032.3544 | 36222.7732 | 36140.4747 | 36148.3892 | 37243.1418 | 36650.8397 | 36443.0221
Case B Exploratory Policy Scenario - No Price Control | 10-State Contributions | Solar PV | Solar PV | Solar PV | Generation | GWh | 36134.3997 | 49864.1456 | 54356.7308 | 60463.3883 | 68364.6904 | 77574.5311 | 91668.961
Case B Exploratory Policy Scenario - No Price Control | 10-State Contributions | Onshore Wind | Onshore Wind | Onshore Wind | Generation | GWh | 17787.2734 | 18405.0717 | 30449.9262 | 34473.1644 | 40515.3687 | 44206.9566 | 49744.4754
Case B Exploratory Policy Scenario - No Price Control | 10-State Contributions | Offshore Wind | Offshore Wind | Offshore Wind | Generation | GWh | 4460.4962 | 17151.0415 | 25608.6653 | 33655.9419 | 45726.9791 | 52207.7109 | 61928.8085
Case B Exploratory Policy Scenario - No Price Control | 10-State Contributions | Battery Storage | Battery Storage | Battery Storage | Generation | GWh | 58.2054 | 234.742 | 149.0496 | 243.0601 | 427.2709 | 260.4592 | 969.9512
Case B Exploratory Policy Scenario - No Price Control | 10-State Contributions | Other RE | Other RE | Other RE | Generation | GWh | 11522.8183 | 9645.7185 | 9193.9329 | 9184.8171 | 8896.7939 | 8791.2351 | 4858.7357
Case B Exploratory Policy Scenario - No Price Control | 10-State Contributions | Combined Cycle | New Combined Cycle | New Combined Cycle | Generation | GWh | 0 | 0 | 0 | 0 | 0 | 0 | 0
Case B Exploratory Policy Scenario - No Price Control | 10-State Contributions | Combustion Turbine | New Combustion Turbine | New Combustion Turbine | Generation | GWh | 0 | 0 | 216.6984 | 10.969 | 24.3118 | 77.337 | 218.245
Case B Exploratory Policy Scenario - No Price Control | 10-State Contributions | Other | New Other | New Other | Generation | GWh | 0 | 0 | 0 | 0 | 0 | 0 | 0
Case B Exploratory Policy Scenario - No Price Control | 10-State Contributions | Other RE | New Other RE | New Other RE | Generation | GWh | 0 | 0 | 0 | 0 | 1224.3426 | 1224.3426 | 1224.3426
Case B Exploratory Policy Scenario - No Price Control | 10-State Contributions | Solar PV | New Solar PV | New Solar PV | Generation | GWh | 0 | 0 | 0 | 0 | 0 | 7478.9577 | 41170.6105
Case B Exploratory Policy Scenario - No Price Control | 10-State Contributions | Onshore Wind | New Onshore Wind | New Onshore Wind | Generation | GWh | 0 | 3150.5399 | 20204.3808 | 23360.945 | 39212.709 | 40283.4855 | 40830.4275
Case B Exploratory Policy Scenario - No Price Control | 10-State Contributions | Offshore Wind | New Offshore Wind | New Offshore Wind | Generation | GWh | 4432.3851 | 10441.0877 | 24187.7656 | 70480.9641 | 79428.0195 | 101201.9379 | 129668.1481
Case B Exploratory Policy Scenario - No Price Control | 10-State Contributions | Battery Storage | New Battery Storage | New Battery Storage | Generation | GWh | 3962.0485 | 5142.361 | 5581.3558 | 5341.7533 | 5402.3996 | 5675.5808 | 5685.9462
Case B Exploratory Policy Scenario - No Price Control | 10-State Contributions | Solar PV | New Solar PV | New Paired Solar PV | Generation | GWh | 0 | 0 | 0 | 0 | 2787.4476 | 13589.2662 | 37080.5675
Case B Exploratory Policy Scenario - No Price Control | 10-State Contributions | Battery Storage | New Battery Storage | New Paired Battery Storage | Generation | GWh | 0 | 0 | 0 | 0 | 968.2334 | 4127.1564 | 14477.5967
Case B Exploratory Policy Scenario - No Price Control | 10-State Contributions | Hydrogen | New Hydrogen | New H2 CC | Generation | GWh | 0 | 0 | 0 | 0 | 0 | 0 | 0
Case B Exploratory Policy Scenario - No Price Control | 10-State Contributions | Hydrogen | New Hydrogen | New H2 CT | Generation | GWh | 0 | 0 | 0 | 0 | 0 | 0 | 0
Case | State/Region | Technology Aggregate | Technology Type | Technology Sub-Type | Metric | Units | 2025 | 2028 | 2030 | 2032 | 2035 | 2037 | 2040
Case B Exploratory Policy Scenario - No Price Control | ISONE | Coal | Coal | Coal | Capacity | MW | 518.856 | 0 | 0 | 0 | 0 | 0 | 0
Case B Exploratory Policy Scenario - No Price Control | ISONE | Coal with CCS | Coal with CCS | Coal with CCS | Capacity | MW | 0 | 0 | 0 | 0 | 0 | 0 | 0
Case B Exploratory Policy Scenario - No Price Control | ISONE | Combined Cycle | Combined Cycle | Combined Cycle | Capacity | MW | 13800.0538 | 13725.1508 | 13725.1508 | 13725.1508 | 13725.1508 | 13725.1508 | 13725.1508
Case B Exploratory Policy Scenario - No Price Control | ISONE | Combustion Turbine | Combustion Turbine | Combustion Turbine | Capacity | MW | 3396.117 | 3234.829 | 3234.829 | 3234.829 | 3234.829 | 3234.829 | 3234.829
Case B Exploratory Policy Scenario - No Price Control | ISONE | Oil/Gas | Oil/Gas | Oil/Gas | Capacity | MW | 4047.892 | 3930.892 | 3930.892 | 3930.892 | 3930.892 | 3930.892 | 3930.892
Case B Exploratory Policy Scenario - No Price Control | ISONE | Other | Other | Other | Capacity | MW | 5.6 | 5.6 | 5.6 | 5.6 | 5.6 | 5.6 | 5.6
Case B Exploratory Policy Scenario - No Price Control | ISONE | Nuclear | Nuclear | Nuclear | Capacity | MW | 3348 | 3348 | 3348 | 3348 | 3348 | 3348 | 3348
Case B Exploratory Policy Scenario - No Price Control | ISONE | Hydro | Hydro | Hydro | Capacity | MW | 3611.358 | 3611.358 | 3611.358 | 3611.358 | 3611.358 | 3611.358 | 3611.358
Case B Exploratory Policy Scenario - No Price Control | ISONE | Solar PV | Solar PV | Solar PV | Capacity | MW | 2843.0675 | 2933.0675 | 2933.0675 | 2933.0675 | 2933.0675 | 2933.0675 | 2933.0675
Case B Exploratory Policy Scenario - No Price Control | ISONE | Onshore Wind | Onshore Wind | Onshore Wind | Capacity | MW | 1781.549 | 1781.549 | 1781.549 | 1781.549 | 1781.549 | 1781.549 | 1781.549
Case B Exploratory Policy Scenario - No Price Control | ISONE | Battery Storage | Battery Storage | Battery Storage | Capacity | MW | 599.2 | 1460.52 | 1460.52 | 1460.52 | 1460.52 | 1460.52 | 1460.52
Case B Exploratory Policy Scenario - No Price Control | ISONE | Other RE | Other RE | Other RE | Capacity | MW | 1286.345 | 617.12 | 610.3421 | 610.3421 | 610.3421 | 610.3421 | 382.2951
Case B Exploratory Policy Scenario - No Price Control | ISONE | Combined Cycle | New Combined Cycle | New Combined Cycle | Capacity | MW | 0 | 0 | 0 | 0 | 0 | 0 | 0
Case B Exploratory Policy Scenario - No Price Control | ISONE | Combustion Turbine | New Combustion Turbine | New Combustion Turbine | Capacity | MW | 0 | 0 | 0 | 0 | 63 | 63 | 63
Case B Exploratory Policy Scenario - No Price Control | ISONE | Other | New Other | New Other | Capacity | MW | 0 | 0 | 0 | 0 | 0 | 0 | 0
Case B Exploratory Policy Scenario - No Price Control | ISONE | Other RE | New Other RE | New Other RE | Capacity | MW | 0 | 0 | 0 | 0 | 59 | 59 | 59
Case B Exploratory Policy Scenario - No Price Control | ISONE | Solar PV | New Solar PV | New Solar PV | Capacity | MW | 0 | 0 | 0 | 0 | 0 | 0 | 10925.4878
Case B Exploratory Policy Scenario - No Price Control | ISONE | Onshore Wind | New Onshore Wind | New Onshore Wind | Capacity | MW | 0 | 470.6658 | 3936.4841 | 4632.4841 | 8009 | 8243.0649 | 8366
Case B Exploratory Policy Scenario - No Price Control | ISONE | Offshore Wind | New Offshore Wind | New Offshore Wind | Capacity | MW | 1545 | 1545 | 4241 | 4241 | 4241 | 9041 | 12030
Case B Exploratory Policy Scenario - No Price Control | ISONE | Battery Storage | New Battery Storage | New Battery Storage | Capacity | MW | 1001 | 1146 | 1596 | 1596 | 1596 | 1596 | 1596
Case B Exploratory Policy Scenario - No Price Control | ISONE | Solar PV | New Solar PV | New Paired Solar PV | Capacity | MW | 0 | 0 | 0 | 0 | 1031.406 | 5845.418 | 12081.7045
Case B Exploratory Policy Scenario - No Price Control | ISONE | Battery Storage | New Battery Storage | New Paired Battery Storage | Capacity | MW | 0 | 0 | 0 | 0 | 618.8436 | 3507.2508 | 7249.0227
Case B Exploratory Policy Scenario - No Price Control | ISONE | Hydrogen | New Hydrogen | New H2 CC | Capacity | MW | 0 | 0 | 0 | 0 | 0 | 0 | 0
Case B Exploratory Policy Scenario - No Price Control | ISONE | Hydrogen | New Hydrogen | New H2 CT | Capacity | MW | 0 | 0 | 0 | 0 | 0 | 0 | 0
Case B Exploratory Policy Scenario - No Price Control | ISONE | Retire Coal | Retire Coal | Retire Coal | Capacity | MW | 0 | 518.856 | 518.856 | 518.856 | 518.856 | 518.856 | 518.856
Case B Exploratory Policy Scenario - No Price Control | ISONE | Retire Combined Cycle | Retire Combined Cycle | Retire Combined Cycle | Capacity | MW | 0 | 0 | 0 | 0 | 0 | 0 | 0
Case B Exploratory Policy Scenario - No Price Control | ISONE | Retire Combustion Turbine | Retire Combustion Turbine | Retire Combustion Turbine | Capacity | MW | 0 | 5.6 | 5.6 | 5.6 | 5.6 | 5.6 | 5.6
Case B Exploratory Policy Scenario - No Price Control | ISONE | Retire Oil/Gas | Retire Oil/Gas | Retire Oil/Gas | Capacity | MW | 0 | 0 | 0 | 0 | 0 | 0 | 0
Case B Exploratory Policy Scenario - No Price Control | ISONE | Retire Other | Retire Other | Retire Other | Capacity | MW | 0 | 669.225 | 676.0029 | 676.0029 | 676.0029 | 676.0029 | 904.0499
Case B Exploratory Policy Scenario - No Price Control | ISONE | Retire Nuclear | Retire Nuclear | Retire Nuclear | Capacity | MW | 0 | 0 | 0 | 0 | 0 | 0 | 0
Case B Exploratory Policy Scenario - No Price Control | ISONE | Coal | Coal | Coal | Generation | GWh | 560.3645 | 0 | 0 | 0 | 0 | 0 | 0
Case B Exploratory Policy Scenario - No Price Control | ISONE | Coal with CCS | Coal with CCS | Coal with CCS | Generation | GWh | 0 | 0 | 0 | 0 | 0 | 0 | 0
Case B Exploratory Policy Scenario - No Price Control | ISONE | Combined Cycle | Combined Cycle | Combined Cycle | Generation | GWh | 39978.2738 | 40117.7485 | 24306.491 | 26991.2092 | 32866.4304 | 19956.6327 | 13552.6401
Case B Exploratory Policy Scenario - No Price Control | ISONE | Combustion Turbine | Combustion Turbine | Combustion Turbine | Generation | GWh | 47.6872 | 8.3578 | 7.1373 | 10.5615 | 66.0071 | 12.0032 | 62.6573
Case B Exploratory Policy Scenario - No Price Control | ISONE | Oil/Gas | Oil/Gas | Oil/Gas | Generation | GWh | 13.2192 | 13.9062 | 13.9062 | 13.7068 | 33.4023 | 13.2192 | 2.2032
Case B Exploratory Policy Scenario - No Price Control | ISONE | Other | Other | Other | Generation | GWh | 49.056 | 49.056 | 49.056 | 49.056 | 49.056 | 49.056 | 49.056
Case B Exploratory Policy Scenario - No Price Control | ISONE | Nuclear | Nuclear | Nuclear | Generation | GWh | 26724.9435 | 26724.9435 | 26724.9435 | 26724.9435 | 26724.9435 | 26724.9435 | 26724.9435
Case B Exploratory Policy Scenario - No Price Control | ISONE | Hydro | Hydro | Hydro | Generation | GWh | 8277.5044 | 7203.6316 | 7048.968 | 7181.138 | 7006.318 | 7222.9833 | 7106.2727
Case B Exploratory Policy Scenario - No Price Control | ISONE | Solar PV | Solar PV | Solar PV | Generation | GWh | 5936.0077 | 6226.794 | 6226.794 | 6226.794 | 6226.794 | 6226.794 | 6226.794
Case B Exploratory Policy Scenario - No Price Control | ISONE | Onshore Wind | Onshore Wind | Onshore Wind | Generation | GWh | 5347.9951 | 5527.8366 | 5527.8366 | 5527.8366 | 5527.8366 | 5527.8366 | 5527.8366
Case B Exploratory Policy Scenario - No Price Control | ISONE | Battery Storage | Battery Storage | Battery Storage | Generation | GWh | 0.31589 | 132.2651 | 79.7128 | 162.2792 | 267.6514 | 65.5122 | 638.8969
Case B Exploratory Policy Scenario - No Price Control | ISONE | Other RE | Other RE | Other RE | Generation | GWh | 6040.8477 | 4655.4718 | 4582.5183 | 4600.3807 | 4434.5947 | 4357.0668 | 2529.5987
Case B Exploratory Policy Scenario - No Price Control | ISONE | Combined Cycle | New Combined Cycle | New Combined Cycle | Generation | GWh | 0 | 0 | 0 | 0 | 0 | 0 | 0
Case B Exploratory Policy Scenario - No Price Control | ISONE | Combustion Turbine | New Combustion Turbine | New Combustion Turbine | Generation | GWh | 0 | 0 | 0 | 0 | 0 | 0 | 0
Case B Exploratory Policy Scenario - No Price Control | ISONE | Other | New Other | New Other | Generation | GWh | 0 | 0 | 0 | 0 | 0 | 0 | 0
Case B Exploratory Policy Scenario - No Price Control | ISONE | Other RE | New Other RE | New Other RE | Generation | GWh | 0 | 0 | 0 | 0 | 342.7584 | 342.7584 | 342.7584
Case B Exploratory Policy Scenario - No Price Control | ISONE | Solar PV | New Solar PV | New Solar PV | Generation | GWh | 0 | 0 | 0 | 0 | 0 | 0 | 23189.3861
Case B Exploratory Policy Scenario - No Price Control | ISONE | Onshore Wind | New Onshore Wind | New Onshore Wind | Generation | GWh | 0 | 2222.1593 | 17335.5119 | 20492.076 | 34098.8268 | 35169.6033 | 35716.5453
Case B Exploratory Policy Scenario - No Price Control | ISONE | Offshore Wind | New Offshore Wind | New Offshore Wind | Generation | GWh | 4432.3851 | 6361.9718 | 15382.1041 | 15382.1041 | 15382.1041 | 37156.0224 | 48308.7769
Case B Exploratory Policy Scenario - No Price Control | ISONE | Battery Storage | New Battery Storage | New Battery Storage | Generation | GWh | 563.8185 | 1268.3918 | 1730.2045 | 1743.6839 | 1823.1646 | 1879.8205 | 1858.2569
Case B Exploratory Policy Scenario - No Price Control | ISONE | Solar PV | New Solar PV | New Paired Solar PV | Generation | GWh | 0 | 0 | 0 | 0 | 2111.7064 | 11903.8697 | 24672.4254
Case B Exploratory Policy Scenario - No Price Control | ISONE | Battery Storage | New Battery Storage | New Paired Battery Storage | Generation | GWh | 0 | 0 | 0 | 0 | 711.5623 | 3439.7328 | 9727.9164
Case B Exploratory Policy Scenario - No Price Control | ISONE | Hydrogen | New Hydrogen | New H2 CC | Generation | GWh | 0 | 0 | 0 | 0 | 0 | 0 | 0
Case B Exploratory Policy Scenario - No Price Control | ISONE | Hydrogen | New Hydrogen | New H2 CT | Generation | GWh | 0 | 0 | 0 | 0 | 0 | 0 | 0
Case | State/Region | Technology Aggregate | Technology Type | Technology Sub-Type | Metric | Units | 2025 | 2028 | 2030 | 2032 | 2035 | 2037 | 2040
Case B Exploratory Policy Scenario - No Price Control | RGGI PJM | Coal | Coal | Coal | Capacity | MW | 1695.497 | -2.2737e-13 | 0 | 0 | 0 | 0 | 0
Case B Exploratory Policy Scenario - No Price Control | RGGI PJM | Coal with CCS | Coal with CCS | Coal with CCS | Capacity | MW | 0 | 0 | 0 | 0 | 0 | 0 | 0
Case B Exploratory Policy Scenario - No Price Control | RGGI PJM | Combined Cycle | Combined Cycle | Combined Cycle | Capacity | MW | 10928.399 | 10928.399 | 10928.399 | 10928.399 | 10928.399 | 10928.399 | 10928.399
Case B Exploratory Policy Scenario - No Price Control | RGGI PJM | Combustion Turbine | Combustion Turbine | Combustion Turbine | Capacity | MW | 4430.88 | 4400.98 | 4400.98 | 4400.98 | 4400.98 | 4400.98 | 4400.98
Case B Exploratory Policy Scenario - No Price Control | RGGI PJM | Oil/Gas | Oil/Gas | Oil/Gas | Capacity | MW | 3064.6 | 2388.6 | 2388.6 | 2388.6 | 2388.6 | 2388.6 | 2388.6
Case B Exploratory Policy Scenario - No Price Control | RGGI PJM | Other | Other | Other | Capacity | MW | 0 | 0 | 0 | 0 | 0 | 0 | 0
Case B Exploratory Policy Scenario - No Price Control | RGGI PJM | Nuclear | Nuclear | Nuclear | Capacity | MW | 5244.1 | 5244.1 | 5244.1 | 5244.1 | 4070.1 | 4070.1 | 4070.1
Case B Exploratory Policy Scenario - No Price Control | RGGI PJM | Hydro | Hydro | Hydro | Capacity | MW | 971.28 | 971.28 | 971.28 | 971.28 | 971.28 | 971.28 | 971.28
Case B Exploratory Policy Scenario - No Price Control | RGGI PJM | Solar PV | Solar PV | Solar PV | Capacity | MW | 3131.83 | 3557.93 | 3557.93 | 3557.93 | 3557.93 | 3557.93 | 3557.93
Case B Exploratory Policy Scenario - No Price Control | RGGI PJM | Onshore Wind | Onshore Wind | Onshore Wind | Capacity | MW | 271 | 271 | 271 | 271 | 271 | 271 | 271
Case B Exploratory Policy Scenario - No Price Control | RGGI PJM | Battery Storage | Battery Storage | Battery Storage | Capacity | MW | 151.8 | 201.8 | 201.8 | 201.8 | 201.8 | 201.8 | 201.8
Case B Exploratory Policy Scenario - No Price Control | RGGI PJM | Other RE | Other RE | Other RE | Capacity | MW | 417.231 | 381.275 | 327.275 | 319.275 | 319.275 | 319.275 | 319.275
Case B Exploratory Policy Scenario - No Price Control | RGGI PJM | Combined Cycle | New Combined Cycle | New Combined Cycle | Capacity | MW | 0 | 0 | 0 | 0 | 0 | 0 | 0
Case B Exploratory Policy Scenario - No Price Control | RGGI PJM | Combustion Turbine | New Combustion Turbine | New Combustion Turbine | Capacity | MW | 0 | 0 | 543 | 543 | 543 | 543 | 543
Case B Exploratory Policy Scenario - No Price Control | RGGI PJM | Other | New Other | New Other | Capacity | MW | 0 | 0 | 0 | 0 | 0 | 0 | 0
Case B Exploratory Policy Scenario - No Price Control | RGGI PJM | Other RE | New Other RE | New Other RE | Capacity | MW | 0 | 0 | 0 | 0 | 0 | 0 | 0
Case B Exploratory Policy Scenario - No Price Control | RGGI PJM | Solar PV | New Solar PV | New Solar PV | Capacity | MW | 0 | 0 | 0 | 0 | 0 | 3529.8987 | 8480.8511
Case B Exploratory Policy Scenario - No Price Control | RGGI PJM | Onshore Wind | New Onshore Wind | New Onshore Wind | Capacity | MW | 0 | 209 | 678 | 678 | 1303 | 1303 | 1303
Case B Exploratory Policy Scenario - No Price Control | RGGI PJM | Offshore Wind | New Offshore Wind | New Offshore Wind | Capacity | MW | 0 | 1056.8 | 2204.8 | 13389.8 | 15499.8 | 15499.8 | 19499.8
Case B Exploratory Policy Scenario - No Price Control | RGGI PJM | Battery Storage | New Battery Storage | New Battery Storage | Capacity | MW | 2709.4695 | 2709.4695 | 2709.4695 | 2709.4695 | 2709.4695 | 2709.4695 | 2709.4695
Case B Exploratory Policy Scenario - No Price Control | RGGI PJM | Solar PV | New Solar PV | New Paired Solar PV | Capacity | MW | 0 | 0 | 0 | 0 | 314.6289 | 784.7302 | 5777.3013
Case B Exploratory Policy Scenario - No Price Control | RGGI PJM | Battery Storage | New Battery Storage | New Paired Battery Storage | Capacity | MW | 0 | 0 | 0 | 0 | 188.7773 | 470.8381 | 3466.3808
Case B Exploratory Policy Scenario - No Price Control | RGGI PJM | Hydrogen | New Hydrogen | New H2 CC | Capacity | MW | 0 | 0 | 0 | 0 | 0 | 0 | 0
Case B Exploratory Policy Scenario - No Price Control | RGGI PJM | Hydrogen | New Hydrogen | New H2 CT | Capacity | MW | 0 | 0 | 0 | 0 | 0 | 0 | 0
Case B Exploratory Policy Scenario - No Price Control | RGGI PJM | Retire Coal | Retire Coal | Retire Coal | Capacity | MW | 0 | 1275.497 | 0 | 0 | 0 | 0 | 0
Case B Exploratory Policy Scenario - No Price Control | RGGI PJM | Retire Combined Cycle | Retire Combined Cycle | Retire Combined Cycle | Capacity | MW | 0 | 0 | 0 | 0 | 0 | 0 | 0
Case B Exploratory Policy Scenario - No Price Control | RGGI PJM | Retire Combustion Turbine | Retire Combustion Turbine | Retire Combustion Turbine | Capacity | MW | 0 | 0 | 0 | 0 | 0 | 0 | 0
Case B Exploratory Policy Scenario - No Price Control | RGGI PJM | Retire Oil/Gas | Retire Oil/Gas | Retire Oil/Gas | Capacity | MW | 0 | 0 | 0 | 0 | 0 | 0 | 0
Case B Exploratory Policy Scenario - No Price Control | RGGI PJM | Retire Other | Retire Other | Retire Other | Capacity | MW | 0 | 35.956 | 89.956 | 97.956 | 97.956 | 97.956 | 97.956
Case B Exploratory Policy Scenario - No Price Control | RGGI PJM | Retire Nuclear | Retire Nuclear | Retire Nuclear | Capacity | MW | 0 | 0 | 0 | 0 | 1174 | 1174 | 1174
Case B Exploratory Policy Scenario - No Price Control | RGGI PJM | Coal | Coal | Coal | Generation | GWh | 279 | 0 | 0 | 0 | 0 | 0 | 0
Case B Exploratory Policy Scenario - No Price Control | RGGI PJM | Coal with CCS | Coal with CCS | Coal with CCS | Generation | GWh | 0 | 0 | 0 | 0 | 0 | 0 | 0
Case B Exploratory Policy Scenario - No Price Control | RGGI PJM | Combined Cycle | Combined Cycle | Combined Cycle | Generation | GWh | 31908.3101 | 31083.8321 | 28538.1025 | 20497.2121 | 28931.156 | 22304.8374 | 9753.5078
Case B Exploratory Policy Scenario - No Price Control | RGGI PJM | Combustion Turbine | Combustion Turbine | Combustion Turbine | Generation | GWh | 84.3489 | 107.9087 | 65.6246 | 11.3628 | 11.2659 | 21.366 | 118.8304
Case B Exploratory Policy Scenario - No Price Control | RGGI PJM | Oil/Gas | Oil/Gas | Oil/Gas | Generation | GWh | 56.6831 | 66 | 60.387 | 30.4884 | 30.4884 | 31.832 | 17.0504
Case B Exploratory Policy Scenario - No Price Control | RGGI PJM | Other | Other | Other | Generation | GWh | 0 | 0 | 0 | 0 | 0 | 0 | 0
Case B Exploratory Policy Scenario - No Price Control | RGGI PJM | Nuclear | Nuclear | Nuclear | Generation | GWh | 42194.0549 | 42194.0549 | 42194.0549 | 42194.0549 | 32270.0676 | 32270.0676 | 32270.0676
Case B Exploratory Policy Scenario - No Price Control | RGGI PJM | Hydro | Hydro | Hydro | Generation | GWh | 1925.7529 | 1933.4256 | 1931.7738 | 1851.2867 | 1875.3529 | 1972.2551 | 2111.1352
Case B Exploratory Policy Scenario - No Price Control | RGGI PJM | Solar PV | Solar PV | Solar PV | Generation | GWh | 5745.2976 | 7395.561 | 7443.9853 | 7443.9853 | 7443.9853 | 7443.9853 | 7443.9853
Case B Exploratory Policy Scenario - No Price Control | RGGI PJM | Onshore Wind | Onshore Wind | Onshore Wind | Generation | GWh | 737.0804 | 785.4449 | 785.4449 | 785.4449 | 785.4449 | 785.4449 | 785.4449
Case B Exploratory Policy Scenario - No Price Control | RGGI PJM | Battery Storage | Battery Storage | Battery Storage | Generation | GWh | 39.5493 | 76.1972 | 37.7039 | 14.6771 | 41.8149 | 64.3811 | 181.1939
Case B Exploratory Policy Scenario - No Price Control | RGGI PJM | Other RE | Other RE | Other RE | Generation | GWh | 3173.5581 | 2669.1912 | 2342.1309 | 2317.2021 | 2317.2021 | 2317.8429 | 2329.137
Case B Exploratory Policy Scenario - No Price Control | RGGI PJM | Combined Cycle | New Combined Cycle | New Combined Cycle | Generation | GWh | 0 | 0 | 0 | 0 | 0 | 0 | 0
Case B Exploratory Policy Scenario - No Price Control | RGGI PJM | Combustion Turbine | New Combustion Turbine | New Combustion Turbine | Generation | GWh | 0 | 0 | 216.6984 | 10.969 | 24.3118 | 77.337 | 218.245
Case B Exploratory Policy Scenario - No Price Control | RGGI PJM | Other | New Other | New Other | Generation | GWh | 0 | 0 | 0 | 0 | 0 | 0 | 0
Case B Exploratory Policy Scenario - No Price Control | RGGI PJM | Other RE | New Other RE | New Other RE | Generation | GWh | 0 | 0 | 0 | 0 | 0 | 0 | 0
Case B Exploratory Policy Scenario - No Price Control | RGGI PJM | Solar PV | New Solar PV | New Solar PV | Generation | GWh | 0 | 0 | 0 | 0 | 0 | 7478.9577 | 17981.2243
Case B Exploratory Policy Scenario - No Price Control | RGGI PJM | Onshore Wind | New Onshore Wind | New Onshore Wind | Generation | GWh | 0 | 928.3806 | 2868.869 | 2868.869 | 5113.8822 | 5113.8822 | 5113.8822
Case B Exploratory Policy Scenario - No Price Control | RGGI PJM | Offshore Wind | New Offshore Wind | New Offshore Wind | Generation | GWh | 0 | 4079.1159 | 8805.6615 | 55098.86 | 64045.9155 | 64045.9155 | 81359.3712
Case B Exploratory Policy Scenario - No Price Control | RGGI PJM | Battery Storage | New Battery Storage | New Battery Storage | Generation | GWh | 3398.2301 | 3873.9692 | 3851.1512 | 3598.0695 | 3579.235 | 3795.7603 | 3800.8184
Case B Exploratory Policy Scenario - No Price Control | RGGI PJM | Solar PV | New Solar PV | New Paired Solar PV | Generation | GWh | 0 | 0 | 0 | 0 | 675.7411 | 1685.3966 | 12408.1421
Case B Exploratory Policy Scenario - No Price Control | RGGI PJM | Battery Storage | New Battery Storage | New Paired Battery Storage | Generation | GWh | 0 | 0 | 0 | 0 | 256.6711 | 687.4236 | 4749.6802
Case B Exploratory Policy Scenario - No Price Control | RGGI PJM | Hydrogen | New Hydrogen | New H2 CC | Generation | GWh | 0 | 0 | 0 | 0 | 0 | 0 | 0
Case B Exploratory Policy Scenario - No Price Control | RGGI PJM | Hydrogen | New Hydrogen | New H2 CT | Generation | GWh | 0 | 0 | 0 | 0 | 0 | 0 | 0
Case | State/Region | Technology Aggregate | Technology Type | Technology Sub-Type | Metric | Units | 2025 | 2028 | 2030 | 2032 | 2035 | 2037 | 2040
Case B Exploratory Policy Scenario - No Price Control | Non-RGGI Eastern Interconnection | Coal | Coal | Coal | Capacity | MW | 117903.2112 | 70364.8145 | 32263.8757 | 2092.9283 | 1525.3225 | 1403.4527 | 1249.4894
Case B Exploratory Policy Scenario - No Price Control | Non-RGGI Eastern Interconnection | Coal with CCS | Coal with CCS | Coal with CCS | Capacity | MW | 0 | 0 | 0 | 6809.8227 | 6809.8227 | 6809.8227 | 6809.8227
Case B Exploratory Policy Scenario - No Price Control | Non-RGGI Eastern Interconnection | Combined Cycle | Combined Cycle | Combined Cycle | Capacity | MW | 175351.3028 | 178652.3028 | 178652.3028 | 178183.0584 | 178183.0584 | 178100.6084 | 166880.3123
Case B Exploratory Policy Scenario - No Price Control | Non-RGGI Eastern Interconnection | Combustion Turbine | Combustion Turbine | Combustion Turbine | Capacity | MW | 108679.061 | 107070.561 | 106637.0087 | 105664.019 | 105657.2902 | 103886.4061 | 91431.8854
Case B Exploratory Policy Scenario - No Price Control | Non-RGGI Eastern Interconnection | Oil/Gas | Oil/Gas | Oil/Gas | Capacity | MW | 64173.5778 | 64252.4512 | 85827.4184 | 85657.4184 | 84472.6471 | 70924.7664 | 44233.4542
Case B Exploratory Policy Scenario - No Price Control | Non-RGGI Eastern Interconnection | Other | Other | Other | Capacity | MW | 237.6 | 237.6 | 237.6 | 237.6 | 237.6 | 237.6 | 237.6
Case B Exploratory Policy Scenario - No Price Control | Non-RGGI Eastern Interconnection | Nuclear | Nuclear | Nuclear | Capacity | MW | 82051 | 83017 | 83010 | 83538 | 78448.4718 | 71351.0024 | 43682.9462
Case B Exploratory Policy Scenario - No Price Control | Non-RGGI Eastern Interconnection | Hydro | Hydro | Hydro | Capacity | MW | 60401.618 | 60402.613 | 60402.613 | 60401.213 | 60401.213 | 60401.213 | 60401.213
Case B Exploratory Policy Scenario - No Price Control | Non-RGGI Eastern Interconnection | Solar PV | Solar PV | Solar PV | Capacity | MW | 52169.698 | 54924.698 | 54924.698 | 54924.698 | 54924.698 | 54924.698 | 54924.698
Case B Exploratory Policy Scenario - No Price Control | Non-RGGI Eastern Interconnection | Onshore Wind | Onshore Wind | Onshore Wind | Capacity | MW | 87104.957 | 88114.957 | 88114.957 | 88114.957 | 88114.957 | 88114.957 | 88114.957
Case B Exploratory Policy Scenario - No Price Control | Non-RGGI Eastern Interconnection | Battery Storage | Battery Storage | Battery Storage | Capacity | MW | 1222.4 | 1632.4 | 1632.4 | 1632.4 | 1632.4 | 1632.4 | 1632.4
Case B Exploratory Policy Scenario - No Price Control | Non-RGGI Eastern Interconnection | Other RE | Other RE | Other RE | Capacity | MW | 6433.43 | 3971.135 | 3911.135 | 3864.635 | 3864.635 | 3441.986 | 3422.926
Case B Exploratory Policy Scenario - No Price Control | Non-RGGI Eastern Interconnection | Combined Cycle | New Combined Cycle | New Combined Cycle | Capacity | MW | 0 | 24931.9818 | 29231.1034 | 33452.5519 | 33518.3503 | 38831.4379 | 43284.1396
Case B Exploratory Policy Scenario - No Price Control | Non-RGGI Eastern Interconnection | Combustion Turbine | New Combustion Turbine | New Combustion Turbine | Capacity | MW | 0 | 542.082 | 542.082 | 4085.7668 | 4085.7668 | 4085.7668 | 4085.7668
Case B Exploratory Policy Scenario - No Price Control | Non-RGGI Eastern Interconnection | Other | New Other | New Other | Capacity | MW | 0 | 0 | 0 | 0 | 0 | 0 | 0
Case B Exploratory Policy Scenario - No Price Control | Non-RGGI Eastern Interconnection | Other RE | New Other RE | New Other RE | Capacity | MW | 0 | 0 | 0 | 7114 | 7114 | 7114 | 7114
Case B Exploratory Policy Scenario - No Price Control | Non-RGGI Eastern Interconnection | Solar PV | New Solar PV | New Solar PV | Capacity | MW | 0 | 0 | 0 | 0 | 7450.4135 | 96341.3561 | 187648.3053
Case B Exploratory Policy Scenario - No Price Control | Non-RGGI Eastern Interconnection | Onshore Wind | New Onshore Wind | New Onshore Wind | Capacity | MW | 0 | 12394.6042 | 66450.1219 | 85188.1867 | 112709.4074 | 121527.6063 | 291456.4788
Case B Exploratory Policy Scenario - No Price Control | Non-RGGI Eastern Interconnection | Offshore Wind | New Offshore Wind | New Offshore Wind | Capacity | MW | 12 | 2612 | 2612 | 2612 | 5200 | 5200 | 5200
Case B Exploratory Policy Scenario - No Price Control | Non-RGGI Eastern Interconnection | Battery Storage | New Battery Storage | New Battery Storage | Capacity | MW | 8664.3825 | 8664.3825 | 11346.0955 | 11346.0955 | 13652.6281 | 13652.6281 | 13652.6281
Case B Exploratory Policy Scenario - No Price Control | Non-RGGI Eastern Interconnection | Solar PV | New Solar PV | New Paired Solar PV | Capacity | MW | 0 | 0 | 8191.4234 | 28052.1299 | 44549.9911 | 52549.227 | 101054.4767
Case B Exploratory Policy Scenario - No Price Control | Non-RGGI Eastern Interconnection | Battery Storage | New Battery Storage | New Paired Battery Storage | Capacity | MW | 0 | 0 | 4914.8541 | 16831.2779 | 26729.9946 | 31529.5362 | 60632.686
Case B Exploratory Policy Scenario - No Price Control | Non-RGGI Eastern Interconnection | Hydrogen | New Hydrogen | New H2 CC | Capacity | MW | 0 | 0 | 0 | 0 | 0 | 0 | 0
Case B Exploratory Policy Scenario - No Price Control | Non-RGGI Eastern Interconnection | Hydrogen | New Hydrogen | New H2 CT | Capacity | MW | 0 | 0 | 0 | 601 | 601 | 601 | 601
Case B Exploratory Policy Scenario - No Price Control | Non-RGGI Eastern Interconnection | Retire Coal | Retire Coal | Retire Coal | Capacity | MW | 0 | 19228.6634 | 23156.5792 | 38187.5129 | 33621.0727 | 33742.9425 | 33896.9058
Case B Exploratory Policy Scenario - No Price Control | Non-RGGI Eastern Interconnection | Retire Combined Cycle | Retire Combined Cycle | Retire Combined Cycle | Capacity | MW | 0 | 0 | 0 | 265 | 265 | 347.45 | 11567.746
Case B Exploratory Policy Scenario - No Price Control | Non-RGGI Eastern Interconnection | Retire Combustion Turbine | Retire Combustion Turbine | Retire Combustion Turbine | Capacity | MW | 0 | 191.1 | 316.6523 | 690.442 | 697.1708 | 2468.0549 | 14429.3756
Case B Exploratory Policy Scenario - No Price Control | Non-RGGI Eastern Interconnection | Retire Oil/Gas | Retire Oil/Gas | Retire Oil/Gas | Capacity | MW | 0 | 2462.4419 | 1933.0797 | 1689.0797 | 1739.851 | 15287.7318 | 41979.0439
Case B Exploratory Policy Scenario - No Price Control | Non-RGGI Eastern Interconnection | Retire Other | Retire Other | Retire Other | Capacity | MW | 0 | 2423.805 | 2483.805 | 2530.305 | 2530.305 | 2952.954 | 2972.014
Case B Exploratory Policy Scenario - No Price Control | Non-RGGI Eastern Interconnection | Retire Nuclear | Retire Nuclear | Retire Nuclear | Capacity | MW | 0 | 0 | 0 | 0 | 7439.5282 | 14536.9976 | 42205.0538
Case B Exploratory Policy Scenario - No Price Control | Non-RGGI Eastern Interconnection | Coal | Coal | Coal | Generation | GWh | 580535.766 | 358622.7588 | 142346.1856 | 8614.9221 | 7137.303 | 6666.6611 | 5720.0275
Case B Exploratory Policy Scenario - No Price Control | Non-RGGI Eastern Interconnection | Coal with CCS | Coal with CCS | Coal with CCS | Generation | GWh | 0 | 0 | 0 | 59654.0465 | 59654.0465 | 59654.0465 | 59654.0464
Case B Exploratory Policy Scenario - No Price Control | Non-RGGI Eastern Interconnection | Combined Cycle | Combined Cycle | Combined Cycle | Generation | GWh | 1034488.376 | 1095015.045 | 1053006.917 | 1087212.318 | 1072746.641 | 965710.5643 | 412014.9695
Case B Exploratory Policy Scenario - No Price Control | Non-RGGI Eastern Interconnection | Combustion Turbine | Combustion Turbine | Combustion Turbine | Generation | GWh | 10639.2781 | 10598.8081 | 15383.1145 | 17425.6404 | 15046.8798 | 4906.578 | 1435.7014
Case B Exploratory Policy Scenario - No Price Control | Non-RGGI Eastern Interconnection | Oil/Gas | Oil/Gas | Oil/Gas | Generation | GWh | 11045.2934 | 19651.1395 | 51340.7645 | 80742.413 | 52828.0251 | 20926.1249 | 310.8598
Case B Exploratory Policy Scenario - No Price Control | Non-RGGI Eastern Interconnection | Other | Other | Other | Generation | GWh | 2081.376 | 2081.376 | 2081.376 | 2081.376 | 2081.376 | 2081.376 | 2081.376
Case B Exploratory Policy Scenario - No Price Control | Non-RGGI Eastern Interconnection | Nuclear | Nuclear | Nuclear | Generation | GWh | 659096.4088 | 666682.85 | 667772.3845 | 674171.0324 | 639886.7151 | 583966.8443 | 340115.1549
Case B Exploratory Policy Scenario - No Price Control | Non-RGGI Eastern Interconnection | Hydro | Hydro | Hydro | Generation | GWh | 194919.4189 | 194417.1677 | 192273.0497 | 188467.4432 | 188157.1238 | 194569.8934 | 193364.4902
Case B Exploratory Policy Scenario - No Price Control | Non-RGGI Eastern Interconnection | Solar PV | Solar PV | Solar PV | Generation | GWh | 112255.3996 | 121213.6138 | 121213.6138 | 121213.6138 | 121213.6138 | 121213.6138 | 121042.9815
Case B Exploratory Policy Scenario - No Price Control | Non-RGGI Eastern Interconnection | Onshore Wind | Onshore Wind | Onshore Wind | Generation | GWh | 302152.6874 | 308268.2616 | 308263.4643 | 308268.2616 | 308267.2353 | 308267.2353 | 295669.7302
Case B Exploratory Policy Scenario - No Price Control | Non-RGGI Eastern Interconnection | Battery Storage | Battery Storage | Battery Storage | Generation | GWh | 938.443 | 774.5746 | 642.0659 | 362.038 | 285.6448 | 655.9901 | 1591.3564
Case B Exploratory Policy Scenario - No Price Control | Non-RGGI Eastern Interconnection | Other RE | Other RE | Other RE | Generation | GWh | 34816.861 | 29272.8526 | 27764.5446 | 27584.6246 | 28869.8209 | 26292.0781 | 25327.7497
Case B Exploratory Policy Scenario - No Price Control | Non-RGGI Eastern Interconnection | Combined Cycle | New Combined Cycle | New Combined Cycle | Generation | GWh | 0 | 206000.1765 | 242063.7122 | 121023.1926 | 121541.143 | 140389.971 | 139938.2502
Case B Exploratory Policy Scenario - No Price Control | Non-RGGI Eastern Interconnection | Combustion Turbine | New Combustion Turbine | New Combustion Turbine | Generation | GWh | 0 | 349.9979 | 342.5958 | 2505.6664 | 2552.5232 | 2012.7102 | 887.8702
Case B Exploratory Policy Scenario - No Price Control | Non-RGGI Eastern Interconnection | Other | New Other | New Other | Generation | GWh | 0 | 0 | 0 | 0 | 0 | 0 | 0
Case B Exploratory Policy Scenario - No Price Control | Non-RGGI Eastern Interconnection | Other RE | New Other RE | New Other RE | Generation | GWh | 0 | 0 | 0 | 37893.9128 | 37893.9128 | 37893.9128 | 37893.9128
Case B Exploratory Policy Scenario - No Price Control | Non-RGGI Eastern Interconnection | Solar PV | New Solar PV | New Solar PV | Generation | GWh | 0 | 0 | 0 | 0 | 20132.5043 | 231392.4038 | 446411.8019
Case B Exploratory Policy Scenario - No Price Control | Non-RGGI Eastern Interconnection | Onshore Wind | New Onshore Wind | New Onshore Wind | Generation | GWh | 0 | 48693.8545 | 282013.9781 | 361122.526 | 465906.6561 | 504680.6753 | 1126977.582
Case B Exploratory Policy Scenario - No Price Control | Non-RGGI Eastern Interconnection | Offshore Wind | New Offshore Wind | New Offshore Wind | Generation | GWh | 46.3185 | 10751.0385 | 10751.0385 | 10751.0385 | 21268.14 | 21268.14 | 21268.14
Case B Exploratory Policy Scenario - No Price Control | Non-RGGI Eastern Interconnection | Battery Storage | New Battery Storage | New Battery Storage | Generation | GWh | 7490.6775 | 9299.9643 | 12551.9435 | 8880.6966 | 10058.3635 | 22797.7333 | 24875.9073
Case B Exploratory Policy Scenario - No Price Control | Non-RGGI Eastern Interconnection | Solar PV | New Solar PV | New Paired Solar PV | Generation | GWh | 0 | 0 | 18801.7718 | 65535.0228 | 105635.3316 | 126184.5736 | 244608.093
Case B Exploratory Policy Scenario - No Price Control | Non-RGGI Eastern Interconnection | Battery Storage | New Battery Storage | New Paired Battery Storage | Generation | GWh | 0 | 0 | 5409.0852 | 16337.4605 | 24392.0459 | 45589.9236 | 88512.3003
Case B Exploratory Policy Scenario - No Price Control | Non-RGGI Eastern Interconnection | Hydrogen | New Hydrogen | New H2 CC | Generation | GWh | 0 | 0 | 0 | 0 | 0 | 0 | 0
Case B Exploratory Policy Scenario - No Price Control | Non-RGGI Eastern Interconnection | Hydrogen | New Hydrogen | New H2 CT | Generation | GWh | 0 | 0 | 0 | 0 | 0 | 0 | 0
Case | State/Region | Technology Aggregate | Technology Type | Technology Sub-Type | Metric | Units | 2025 | 2028 | 2030 | 2032 | 2035 | 2037 | 2040
Case B Exploratory Policy Scenario - No Price Control | ON | Coal | Coal | Coal | Capacity | MW | 0 | 0 | 0 | 0 | 0 | 0 | 0
Case B Exploratory Policy Scenario - No Price Control | ON | Coal with CCS | Coal with CCS | Coal with CCS | Capacity | MW | 0 | 0 | 0 | 0 | 0 | 0 | 0
Case B Exploratory Policy Scenario - No Price Control | ON | Combined Cycle | Combined Cycle | Combined Cycle | Capacity | MW | 6655.6258 | 6655.6258 | 6655.6258 | 6655.6258 | 6655.6258 | 6655.6258 | 6655.6258
Case B Exploratory Policy Scenario - No Price Control | ON | Combustion Turbine | Combustion Turbine | Combustion Turbine | Capacity | MW | 1082.25 | 1082.25 | 1082.25 | 1082.25 | 1082.25 | 1082.25 | 1082.25
Case B Exploratory Policy Scenario - No Price Control | ON | Oil/Gas | Oil/Gas | Oil/Gas | Capacity | MW | 2503.417 | 2503.417 | 2503.417 | 2503.417 | 2503.417 | 2503.417 | 2503.417
Case B Exploratory Policy Scenario - No Price Control | ON | Other | Other | Other | Capacity | MW | 0 | 0 | 0 | 0 | 0 | 0 | 0
Case B Exploratory Policy Scenario - No Price Control | ON | Nuclear | Nuclear | Nuclear | Capacity | MW | 9508 | 9068 | 9051 | 9579 | 11929 | 11929 | 11929
Case B Exploratory Policy Scenario - No Price Control | ON | Hydro | Hydro | Hydro | Capacity | MW | 9264.568 | 9264.568 | 9264.568 | 9264.568 | 9264.568 | 9264.568 | 9264.568
Case B Exploratory Policy Scenario - No Price Control | ON | Solar PV | Solar PV | Solar PV | Capacity | MW | 1480.67 | 1480.67 | 1480.67 | 1480.67 | 1480.67 | 1480.67 | 1480.67
Case B Exploratory Policy Scenario - No Price Control | ON | Onshore Wind | Onshore Wind | Onshore Wind | Capacity | MW | 5045.395 | 5045.395 | 5045.395 | 5045.395 | 5045.395 | 5045.395 | 5045.395
Case B Exploratory Policy Scenario - No Price Control | ON | Battery Storage | Battery Storage | Battery Storage | Capacity | MW | 0 | 0 | 0 | 0 | 0 | 0 | 0
Case B Exploratory Policy Scenario - No Price Control | ON | Other RE | Other RE | Other RE | Capacity | MW | 603.469 | 235.3 | 235.3 | 235.3 | 235.3 | 235.3 | 235.3
Case B Exploratory Policy Scenario - No Price Control | ON | Combined Cycle | New Combined Cycle | New Combined Cycle | Capacity | MW | 0 | 0 | 0 | 110.7701 | 110.7701 | 110.7701 | 110.7701
Case B Exploratory Policy Scenario - No Price Control | ON | Combustion Turbine | New Combustion Turbine | New Combustion Turbine | Capacity | MW | 0 | 0 | 0 | 78.8364 | 78.8364 | 78.8364 | 78.8364
Case B Exploratory Policy Scenario - No Price Control | ON | Other | New Other | New Other | Capacity | MW | 0 | 0 | 0 | 0 | 0 | 0 | 0
Case B Exploratory Policy Scenario - No Price Control | ON | Other RE | New Other RE | New Other RE | Capacity | MW | 0 | 0 | 0 | 0 | 0 | 0 | 0
Case B Exploratory Policy Scenario - No Price Control | ON | Solar PV | New Solar PV | New Solar PV | Capacity | MW | 0 | 0 | 0 | 0 | 0 | 0 | 0
Case B Exploratory Policy Scenario - No Price Control | ON | Onshore Wind | New Onshore Wind | New Onshore Wind | Capacity | MW | 0 | 0 | 0 | 1413.359 | 1413.359 | 1921.6228 | 3843.1681
Case B Exploratory Policy Scenario - No Price Control | ON | Offshore Wind | New Offshore Wind | New Offshore Wind | Capacity | MW | 0 | 0 | 0 | 0 | 0 | 0 | 0
Case B Exploratory Policy Scenario - No Price Control | ON | Battery Storage | New Battery Storage | New Battery Storage | Capacity | MW | 0 | 0 | 0 | 0 | 0 | 0 | 0
Case B Exploratory Policy Scenario - No Price Control | ON | Solar PV | New Solar PV | New Paired Solar PV | Capacity | MW | 0 | 0 | 0 | 0 | 0 | 0 | 0
Case B Exploratory Policy Scenario - No Price Control | ON | Battery Storage | New Battery Storage | New Paired Battery Storage | Capacity | MW | 0 | 0 | 0 | 0 | 0 | 0 | 0
Case B Exploratory Policy Scenario - No Price Control | ON | Hydrogen | New Hydrogen | New H2 CC | Capacity | MW | 0 | 0 | 0 | 0 | 0 | 0 | 0
Case B Exploratory Policy Scenario - No Price Control | ON | Hydrogen | New Hydrogen | New H2 CT | Capacity | MW | 0 | 0 | 0 | 0 | 0 | 0 | 0
Case B Exploratory Policy Scenario - No Price Control | ON | Retire Coal | Retire Coal | Retire Coal | Capacity | MW | 0 | 0 | 0 | 0 | 0 | 0 | 0
Case B Exploratory Policy Scenario - No Price Control | ON | Retire Combined Cycle | Retire Combined Cycle | Retire Combined Cycle | Capacity | MW | 0 | 0 | 0 | 0 | 0 | 0 | 0
Case B Exploratory Policy Scenario - No Price Control | ON | Retire Combustion Turbine | Retire Combustion Turbine | Retire Combustion Turbine | Capacity | MW | 0 | 0 | 0 | 0 | 0 | 0 | 0
Case B Exploratory Policy Scenario - No Price Control | ON | Retire Oil/Gas | Retire Oil/Gas | Retire Oil/Gas | Capacity | MW | 0 | 0 | 0 | 0 | 0 | 0 | 0
Case B Exploratory Policy Scenario - No Price Control | ON | Retire Other | Retire Other | Retire Other | Capacity | MW | 0 | 368.169 | 368.169 | 368.169 | 368.169 | 368.169 | 368.169
Case B Exploratory Policy Scenario - No Price Control | ON | Retire Nuclear | Retire Nuclear | Retire Nuclear | Capacity | MW | 0 | 0 | 0 | 0 | 0 | 0 | 0
Case B Exploratory Policy Scenario - No Price Control | ON | Coal | Coal | Coal | Generation | GWh | 0 | 0 | 0 | 0 | 0 | 0 | 0
Case B Exploratory Policy Scenario - No Price Control | ON | Coal with CCS | Coal with CCS | Coal with CCS | Generation | GWh | 0 | 0 | 0 | 0 | 0 | 0 | 0
Case B Exploratory Policy Scenario - No Price Control | ON | Combined Cycle | Combined Cycle | Combined Cycle | Generation | GWh | 9412.5988 | 20481.603 | 23034.3429 | 24426.8327 | 20935.2672 | 21843.1972 | 20655.8791
Case B Exploratory Policy Scenario - No Price Control | ON | Combustion Turbine | Combustion Turbine | Combustion Turbine | Generation | GWh | 0 | 37.1792 | 273.451 | 295.2242 | 26.6614 | 280.8008 | 89.1963
Case B Exploratory Policy Scenario - No Price Control | ON | Oil/Gas | Oil/Gas | Oil/Gas | Generation | GWh | 0 | 0 | 0.51898 | 0.51898 | 0 | 0 | 0
Case B Exploratory Policy Scenario - No Price Control | ON | Other | Other | Other | Generation | GWh | 0 | 0 | 0 | 0 | 0 | 0 | 0
Case B Exploratory Policy Scenario - No Price Control | ON | Nuclear | Nuclear | Nuclear | Generation | GWh | 80731.5926 | 76463.0705 | 77535.2497 | 83912.04 | 104235.967 | 104498.04 | 102940.3879
Case B Exploratory Policy Scenario - No Price Control | ON | Hydro | Hydro | Hydro | Generation | GWh | 41148.0656 | 41147.0206 | 41155.2726 | 41156.032 | 41172.4246 | 41190.0485 | 41224.2616
Case B Exploratory Policy Scenario - No Price Control | ON | Solar PV | Solar PV | Solar PV | Generation | GWh | 2939.2688 | 2939.2688 | 2939.2688 | 2939.2688 | 2939.2688 | 2939.2688 | 2939.2688
Case B Exploratory Policy Scenario - No Price Control | ON | Onshore Wind | Onshore Wind | Onshore Wind | Generation | GWh | 14626.0581 | 14626.0581 | 14626.0581 | 14626.0581 | 14626.0581 | 14626.0581 | 14626.0581
Case B Exploratory Policy Scenario - No Price Control | ON | Battery Storage | Battery Storage | Battery Storage | Generation | GWh | 0 | 0 | 0 | 0 | 0 | 0 | 0
Case B Exploratory Policy Scenario - No Price Control | ON | Other RE | Other RE | Other RE | Generation | GWh | 3589.6408 | 1861.7297 | 1861.7297 | 1861.7297 | 1861.7297 | 1861.7297 | 1861.7297
Case B Exploratory Policy Scenario - No Price Control | ON | Combined Cycle | New Combined Cycle | New Combined Cycle | Generation | GWh | 0 | 0 | 0 | 685.1131 | 624.9649 | 644.8338 | 597.2724
Case B Exploratory Policy Scenario - No Price Control | ON | Combustion Turbine | New Combustion Turbine | New Combustion Turbine | Generation | GWh | 0 | 0 | 0 | 8.5143 | 0 | 2.6016 | 4.6513
Case B Exploratory Policy Scenario - No Price Control | ON | Other | New Other | New Other | Generation | GWh | 0 | 0 | 0 | 0 | 0 | 0 | 0
Case B Exploratory Policy Scenario - No Price Control | ON | Other RE | New Other RE | New Other RE | Generation | GWh | 0 | 0 | 0 | 0 | 0 | 0 | 0
Case B Exploratory Policy Scenario - No Price Control | ON | Solar PV | New Solar PV | New Solar PV | Generation | GWh | 0 | 0 | 0 | 0 | 0 | 0 | 0
Case B Exploratory Policy Scenario - No Price Control | ON | Onshore Wind | New Onshore Wind | New Onshore Wind | Generation | GWh | 0 | 0 | 0 | 6752.6384 | 6752.6384 | 9155.8391 | 18263.073
Case B Exploratory Policy Scenario - No Price Control | ON | Offshore Wind | New Offshore Wind | New Offshore Wind | Generation | GWh | 0 | 0 | 0 | 0 | 0 | 0 | 0
Case B Exploratory Policy Scenario - No Price Control | ON | Battery Storage | New Battery Storage | New Battery Storage | Generation | GWh | 0 | 0 | 0 | 0 | 0 | 0 | 0
Case B Exploratory Policy Scenario - No Price Control | ON | Solar PV | New Solar PV | New Paired Solar PV | Generation | GWh | 0 | 0 | 0 | 0 | 0 | 0 | 0
Case B Exploratory Policy Scenario - No Price Control | ON | Battery Storage | New Battery Storage | New Paired Battery Storage | Generation | GWh | 0 | 0 | 0 | 0 | 0 | 0 | 0
Case B Exploratory Policy Scenario - No Price Control | ON | Hydrogen | New Hydrogen | New H2 CC | Generation | GWh | 0 | 0 | 0 | 0 | 0 | 0 | 0
Case B Exploratory Policy Scenario - No Price Control | ON | Hydrogen | New Hydrogen | New H2 CT | Generation | GWh | 0 | 0 | 0 | 0 | 0 | 0 | 0
Case | State/Region | Technology Aggregate | Technology Type | Technology Sub-Type | Metric | Units | 2025 | 2028 | 2030 | 2032 | 2035 | 2037 | 2040
Case B Exploratory Policy Scenario - No Price Control | CT | All | All | All | CO2 Emissions | Million Metric Tons | 7.3 | 7.1 | 3.3 | 3.3 | 3.6 | 3.3 | -
Case B Exploratory Policy Scenario - No Price Control | DE | All | All | All | CO2 Emissions | Million Metric Tons | 1.7 | 1.4 | 1.2 | 0.3 | 0.6 | 0.4 | 0.2
Case B Exploratory Policy Scenario - No Price Control | ME | All | All | All | CO2 Emissions | Million Metric Tons | 0.8 | 0.5 | 0.2 | 0.4 | 0.6 | 0.2 | -
Case B Exploratory Policy Scenario - No Price Control | MD | All | All | All | CO2 Emissions | Million Metric Tons | 3 | 3.2 | 3.4 | 3.4 | 4.1 | 2.5 | 0.9
Case B Exploratory Policy Scenario - No Price Control | MA | All | All | All | CO2 Emissions | Million Metric Tons | 4.9 | 5.3 | 3.8 | 4.2 | 5.1 | 2.4 | 3.2
Case B Exploratory Policy Scenario - No Price Control | NH | All | All | All | CO2 Emissions | Million Metric Tons | 1.4 | 1.1 | 0.8 | 1 | 1.6 | 0.7 | 1
Case B Exploratory Policy Scenario - No Price Control | NJ | All | All | All | CO2 Emissions | Million Metric Tons | 12.3 | 11.6 | 10.6 | 7.8 | 10.3 | 8.6 | 3.2
Case B Exploratory Policy Scenario - No Price Control | NY | All | All | All | CO2 Emissions | Million Metric Tons | 16.4 | 9.7 | 6.8 | 6 | 5.8 | 5.2 | -
Case B Exploratory Policy Scenario - No Price Control | RI | All | All | All | CO2 Emissions | Million Metric Tons | 2.5 | 2.4 | 1.7 | 1.9 | 2.5 | 1.3 | 1.3
Case B Exploratory Policy Scenario - No Price Control | VT | All | All | All | CO2 Emissions | Million Metric Tons | - | - | - | - | - | - | -
Case B Exploratory Policy Scenario - No Price Control | ON | All | All | All | CO2 Emissions | Million Metric Tons | 5.9 | 8.6 | 9.8 | 10.7 | 9 | 9.5 | 9
Case B Exploratory Policy Scenario - No Price Control | 10-State Contributions | All | All | All | CO2 Emissions | Million Metric Tons | 50.4 | 42.1 | 31.7 | 28.5 | 34.3 | 24.8 | 9.9
Case B Exploratory Policy Scenario - No Price Control | RGGI PJM | All | All | All | CO2 Emissions | Million Metric Tons | 17 | 16.1 | 15.1 | 11.6 | 15 | 11.5 | 4.3
Case B Exploratory Policy Scenario - No Price Control | Non-RGGI PJM | All | All | All | CO2 Emissions | Million Metric Tons | 553.6 | 430.5 | 348.8 | 285.5 | 270.3 | 240.8 | 125
Case | State/Region | Technology Aggregate | Technology Type | Technology Sub-Type | Metric | Units | 2025 | 2028 | 2030 | 2032 | 2035 | 2037 | 2040
Case B Exploratory Policy Scenario - No Price Control | ISONE | Coal | Coal | Coal | CO2 Emissions | Million Metric Tons | 0.67411 | 0 | 0 | 0 | 0 | 0 | 0
Case B Exploratory Policy Scenario - No Price Control | ISONE | Combined Cycle | Combined Cycle | Combined Cycle | CO2 Emissions | Million Metric Tons | 16.2804 | 16.3572 | 9.7872 | 10.9425 | 13.4747 | 8.0821 | 5.5823
Case B Exploratory Policy Scenario - No Price Control | ISONE | Combustion Turbine | Combustion Turbine | Combustion Turbine | CO2 Emissions | Million Metric Tons | 0 | 0 | 0 | 0 | 0.014015 | 0 | 0
Case B Exploratory Policy Scenario - No Price Control | ISONE | Oil/Gas | Oil/Gas | Oil/Gas | CO2 Emissions | Million Metric Tons | 0 | 0 | 0 | 0 | 0 | 0 | 0
Case B Exploratory Policy Scenario - No Price Control | ISONE | Combined Cycle | New Combined Cycle | New Combined Cycle | CO2 Emissions | Million Metric Tons | 0 | 0 | 0 | 0 | 0 | 0 | 0
Case B Exploratory Policy Scenario - No Price Control | ISONE | Combustion Turbine | New Combustion Turbine | New Combustion Turbine | CO2 Emissions | Million Metric Tons | 0 | 0 | 0 | 0 | 0 | 0 | 0
Case B Exploratory Policy Scenario - No Price Control | NYISO | Coal | Coal | Coal | CO2 Emissions | Million Metric Tons | 0 | 0 | 0 | 0 | 0 | 0 | 0
Case B Exploratory Policy Scenario - No Price Control | NYISO | Combined Cycle | Combined Cycle | Combined Cycle | CO2 Emissions | Million Metric Tons | 16.8705 | 9.9289 | 8.17 | 7.355 | 8.3386 | 6.9575 | 0
Case B Exploratory Policy Scenario - No Price Control | NYISO | Combustion Turbine | Combustion Turbine | Combustion Turbine | CO2 Emissions | Million Metric Tons | 0.38609 | 0.11541 | 0.053899 | 0.06813 | 0.00062416 | 0.021086 | 0
Case B Exploratory Policy Scenario - No Price Control | NYISO | Oil/Gas | Oil/Gas | Oil/Gas | CO2 Emissions | Million Metric Tons | 1.9617 | 2.2499 | 1.1593 | 1.1475 | 0.047228 | 0.047228 | 0
Case B Exploratory Policy Scenario - No Price Control | NYISO | Combined Cycle | New Combined Cycle | New Combined Cycle | CO2 Emissions | Million Metric Tons | 0 | 0 | 0 | 0 | 0 | 0 | 0
Case B Exploratory Policy Scenario - No Price Control | NYISO | Combustion Turbine | New Combustion Turbine | New Combustion Turbine | CO2 Emissions | Million Metric Tons | 0 | 0 | 0 | 0 | 0 | 0 | 0
Case B Exploratory Policy Scenario - No Price Control | PJM | Coal | Coal | Coal | CO2 Emissions | Million Metric Tons | 0.35819 | 0 | 0 | 0 | 0 | 0 | 0
Case B Exploratory Policy Scenario - No Price Control | PJM | Combined Cycle | Combined Cycle | Combined Cycle | CO2 Emissions | Million Metric Tons | 13.3946 | 13.0325 | 11.9489 | 8.5611 | 12.1146 | 9.3165 | 4.0815
Case B Exploratory Policy Scenario - No Price Control | PJM | Combustion Turbine | Combustion Turbine | Combustion Turbine | CO2 Emissions | Million Metric Tons | 0.046755 | 0.060553 | 0.033956 | 0.0068091 | 0.0051748 | 0.011553 | 0.072347
Case B Exploratory Policy Scenario - No Price Control | PJM | Oil/Gas | Oil/Gas | Oil/Gas | CO2 Emissions | Million Metric Tons | 0 | 0 | 0 | 0 | 0 | 0 | 0
Case B Exploratory Policy Scenario - No Price Control | PJM | Combined Cycle | New Combined Cycle | New Combined Cycle | CO2 Emissions | Million Metric Tons | 0 | 0 | 0 | 0 | 0 | 0 | 0
Case B Exploratory Policy Scenario - No Price Control | PJM | Combustion Turbine | New Combustion Turbine | New Combustion Turbine | CO2 Emissions | Million Metric Tons | 0 | 0 | 0.12565 | 0.0063603 | 0.014097 | 0.044843 | 0.12655
Case B Exploratory Policy Scenario - No Price Control | SERC | Coal | Coal | Coal | CO2 Emissions | Million Metric Tons | 133.6351 | 54.9376 | 23.8714 | 1.089 | 0 | 0 | 0
Case B Exploratory Policy Scenario - No Price Control | SERC | Combined Cycle | Combined Cycle | Combined Cycle | CO2 Emissions | Million Metric Tons | 101.0864 | 100.8854 | 104.3403 | 117.9785 | 119.8156 | 102.146 | 33.483
Case B Exploratory Policy Scenario - No Price Control | SERC | Combustion Turbine | Combustion Turbine | Combustion Turbine | CO2 Emissions | Million Metric Tons | 1.1487 | 0.90736 | 1.2672 | 1.1658 | 1.2797 | 0.37534 | 0.037434
Case B Exploratory Policy Scenario - No Price Control | SERC | Oil/Gas | Oil/Gas | Oil/Gas | CO2 Emissions | Million Metric Tons | 0.22346 | 0.55243 | 1.7982 | 3.9073 | 3.6694 | 2.6457 | 0.066861
Case B Exploratory Policy Scenario - No Price Control | SERC | Combined Cycle | New Combined Cycle | New Combined Cycle | CO2 Emissions | Million Metric Tons | 0 | 22.1536 | 26.7386 | 10.9703 | 10.9703 | 10.9703 | 10.4397
Case B Exploratory Policy Scenario - No Price Control | SERC | Combustion Turbine | New Combustion Turbine | New Combustion Turbine | CO2 Emissions | Million Metric Tons | 0 | 0 | 0 | 0.00048274 | 0.00048274 | 0.039705 | 0.049239
Case | State/Region | Technology Aggregate | Technology Type | Technology Sub-Type | Metric | Units | 2025 | 2028 | 2030 | 2032 | 2035 | 2037 | 2040
Case B Exploratory Policy Scenario - No Price Control | Eastern Interconnection | Coal | Coal | Coal | CO2 Emissions | Million Metric Tons | 618.3899 | 381.356 | 151.5052 | 9.6139 | 8.432 | 7.8334 | 6.6627
Case B Exploratory Policy Scenario - No Price Control | Eastern Interconnection | Combined Cycle | Combined Cycle | Combined Cycle | CO2 Emissions | Million Metric Tons | 480.4895 | 498.4225 | 471.6445 | 478.8181 | 479.7146 | 422.9028 | 175.242
Case B Exploratory Policy Scenario - No Price Control | Eastern Interconnection | Combustion Turbine | Combustion Turbine | Combustion Turbine | CO2 Emissions | Million Metric Tons | 7.1641 | 6.8511 | 9.9349 | 11.1009 | 9.5741 | 3.1451 | 1.0747
Case B Exploratory Policy Scenario - No Price Control | Eastern Interconnection | Oil/Gas | Oil/Gas | Oil/Gas | CO2 Emissions | Million Metric Tons | 8.4776 | 14.2119 | 32.4995 | 50.5583 | 32.1899 | 12.5943 | 0.14029
Case B Exploratory Policy Scenario - No Price Control | Eastern Interconnection | Combined Cycle | New Combined Cycle | New Combined Cycle | CO2 Emissions | Million Metric Tons | 0 | 76.9338 | 90.3819 | 45.1761 | 45.3692 | 52.3979 | 52.2295
Case B Exploratory Policy Scenario - No Price Control | Eastern Interconnection | Combustion Turbine | New Combustion Turbine | New Combustion Turbine | CO2 Emissions | Million Metric Tons | 0 | 0.20294 | 0.3243 | 1.4592 | 1.4941 | 1.2119 | 0.64137
Case | State/Region | Season | Fuel Type Aggregate | Fuel Type | Metric | Units | 2025 | 2028 | 2030 | 2032 | 2035 | 2037 | 2040
Case B Exploratory Policy Scenario - No Price Control | CT | Annual | Fossil | Coal | Fuel Consumption | TBtu | 0 | 0 | 0 | 0 | 0 | 0 | 0
Case B Exploratory Policy Scenario - No Price Control | CT | Annual | Fossil | Gas | Fuel Consumption | TBtu | 126.3008 | 123.4467 | 57.1398 | 58.4658 | 63.3916 | 58.033 | 0
Case B Exploratory Policy Scenario - No Price Control | CT | Annual | Fossil | Oil | Fuel Consumption | TBtu | 0 | 0 | 0 | 0 | 0 | 0 | 0
Case B Exploratory Policy Scenario - No Price Control | CT | Winter | Fossil | Coal | Fuel Consumption | TBtu | 0 | 0 | 0 | 0 | 0 | 0 | 0
Case B Exploratory Policy Scenario - No Price Control | CT | Winter | Fossil | Gas | Fuel Consumption | TBtu | 25.4623 | 32.3202 | 9.4779 | 7.4519 | 5.5797 | 5.8523 | 0
Case B Exploratory Policy Scenario - No Price Control | CT | Winter | Fossil | Oil | Fuel Consumption | TBtu | 0 | 0 | 0 | 0 | 0 | 0 | 0
Case B Exploratory Policy Scenario - No Price Control | DE | Annual | Fossil | Coal | Fuel Consumption | TBtu | 3.4895 | 0 | 0 | 0 | 0 | 0 | 0
Case B Exploratory Policy Scenario - No Price Control | DE | Annual | Fossil | Gas | Fuel Consumption | TBtu | 24.0566 | 23.6854 | 20.4081 | 6.142 | 10.4554 | 6.7785 | 3.1254
Case B Exploratory Policy Scenario - No Price Control | DE | Annual | Fossil | Oil | Fuel Consumption | TBtu | 0 | 0 | 0 | 0 | 0 | 0 | 0
Case B Exploratory Policy Scenario - No Price Control | DE | Winter | Fossil | Coal | Fuel Consumption | TBtu | 2.2693 | 0 | 0 | 0 | 0 | 0 | 0
Case B Exploratory Policy Scenario - No Price Control | DE | Winter | Fossil | Gas | Fuel Consumption | TBtu | 3.4575 | 3.4742 | 3.4459 | 0 | 0 | 0 | 0
Case B Exploratory Policy Scenario - No Price Control | DE | Winter | Fossil | Oil | Fuel Consumption | TBtu | 0 | 0 | 0 | 0 | 0 | 0 | 0
Case B Exploratory Policy Scenario - No Price Control | ME | Annual | Fossil | Coal | Fuel Consumption | TBtu | 0 | 0 | 0 | 0 | 0 | 0 | 0
Case B Exploratory Policy Scenario - No Price Control | ME | Annual | Fossil | Gas | Fuel Consumption | TBtu | 14.625 | 8.1481 | 3.5543 | 6.9428 | 9.715 | 4.2508 | 0
Case B Exploratory Policy Scenario - No Price Control | ME | Annual | Fossil | Oil | Fuel Consumption | TBtu | 0 | 0 | 0 | 0 | 0 | 0 | 0
Case B Exploratory Policy Scenario - No Price Control | ME | Winter | Fossil | Coal | Fuel Consumption | TBtu | 0 | 0 | 0 | 0 | 0 | 0 | 0
Case B Exploratory Policy Scenario - No Price Control | ME | Winter | Fossil | Gas | Fuel Consumption | TBtu | 1.4925 | 2.6662 | 0 | 0 | 0 | 0 | 0
Case B Exploratory Policy Scenario - No Price Control | ME | Winter | Fossil | Oil | Fuel Consumption | TBtu | 0 | 0 | 0 | 0 | 0 | 0 | 0
Case B Exploratory Policy Scenario - No Price Control | MD | Annual | Fossil | Coal | Fuel Consumption | TBtu | 0 | 0 | 0 | 0 | 0 | 0 | 0
Case B Exploratory Policy Scenario - No Price Control | MD | Annual | Fossil | Gas | Fuel Consumption | TBtu | 50.8412 | 54.1854 | 57.5782 | 58.5223 | 70.2664 | 43.068 | 16.1254
Case B Exploratory Policy Scenario - No Price Control | MD | Annual | Fossil | Oil | Fuel Consumption | TBtu | 0 | 0 | 0 | 0 | 0 | 0 | 0
Case B Exploratory Policy Scenario - No Price Control | MD | Winter | Fossil | Coal | Fuel Consumption | TBtu | 0 | 0 | 0 | 0 | 0 | 0 | 0
Case B Exploratory Policy Scenario - No Price Control | MD | Winter | Fossil | Gas | Fuel Consumption | TBtu | 11.4818 | 12.7449 | 11.8425 | 7.1118 | 12.2638 | 10.6496 | 0.38303
Case B Exploratory Policy Scenario - No Price Control | MD | Winter | Fossil | Oil | Fuel Consumption | TBtu | 0 | 0 | 0 | 0 | 0 | 0 | 0
Case B Exploratory Policy Scenario - No Price Control | MA | Annual | Fossil | Coal | Fuel Consumption | TBtu | 0 | 0 | 0 | 0 | 0 | 0 | 0
Case B Exploratory Policy Scenario - No Price Control | MA | Annual | Fossil | Gas | Fuel Consumption | TBtu | 83.8225 | 90.619 | 65.404 | 73.2194 | 89.5046 | 41.7159 | 56.3414
Case B Exploratory Policy Scenario - No Price Control | MA | Annual | Fossil | Oil | Fuel Consumption | TBtu | 0 | 0 | 0 | 0 | 0 | 0 | 0
Case B Exploratory Policy Scenario - No Price Control | MA | Winter | Fossil | Coal | Fuel Consumption | TBtu | 0 | 0 | 0 | 0 | 0 | 0 | 0
Case B Exploratory Policy Scenario - No Price Control | MA | Winter | Fossil | Gas | Fuel Consumption | TBtu | 17.9747 | 22.8067 | 16.2667 | 17.2222 | 16.0427 | 3.2152 | 14.2231
Case B Exploratory Policy Scenario - No Price Control | MA | Winter | Fossil | Oil | Fuel Consumption | TBtu | 0 | 0 | 0 | 0 | 0 | 0 | 0
Case B Exploratory Policy Scenario - No Price Control | NH | Annual | Fossil | Coal | Fuel Consumption | TBtu | 6.5671 | 0 | 0 | 0 | 0 | 0 | 0
Case B Exploratory Policy Scenario - No Price Control | NH | Annual | Fossil | Gas | Fuel Consumption | TBtu | 13.0036 | 18.0798 | 13.3584 | 17.6697 | 27.8604 | 12.803 | 17.8939
Case B Exploratory Policy Scenario - No Price Control | NH | Annual | Fossil | Oil | Fuel Consumption | TBtu | 0 | 0 | 0 | 0 | 0 | 0 | 0
Case B Exploratory Policy Scenario - No Price Control | NH | Winter | Fossil | Coal | Fuel Consumption | TBtu | 6.5671 | 0 | 0 | 0 | 0 | 0 | 0
Case B Exploratory Policy Scenario - No Price Control | NH | Winter | Fossil | Gas | Fuel Consumption | TBtu | 0 | 1.6346 | 0.37646 | 0.37605 | 2.4533 | 0 | 0
Case B Exploratory Policy Scenario - No Price Control | NH | Winter | Fossil | Oil | Fuel Consumption | TBtu | 0 | 0 | 0 | 0 | 0 | 0 | 0
Case B Exploratory Policy Scenario - No Price Control | NJ | Annual | Fossil | Coal | Fuel Consumption | TBtu | 0 | 0 | 0 | 0 | 0 | 0 | 0
Case B Exploratory Policy Scenario - No Price Control | NJ | Annual | Fossil | Gas | Fuel Consumption | TBtu | 155.8729 | 147.1504 | 130.1503 | 82.6632 | 127.4961 | 111.3207 | 54.1819
Case B Exploratory Policy Scenario - No Price Control | NJ | Annual | Fossil | Oil | Fuel Consumption | TBtu | 0 | 0 | 0 | 0 | 0 | 0 | 0
Case B Exploratory Policy Scenario - No Price Control | NJ | Winter | Fossil | Coal | Fuel Consumption | TBtu | 0 | 0 | 0 | 0 | 0 | 0 | 0
Case B Exploratory Policy Scenario - No Price Control | NJ | Winter | Fossil | Gas | Fuel Consumption | TBtu | 59.0471 | 57.7241 | 50.6016 | 17.0009 | 31.8047 | 35.6834 | 13.0758
Case B Exploratory Policy Scenario - No Price Control | NJ | Winter | Fossil | Oil | Fuel Consumption | TBtu | 0 | 0 | 0 | 0 | 0 | 0 | 0
Case B Exploratory Policy Scenario - No Price Control | NY | Annual | Fossil | Coal | Fuel Consumption | TBtu | 0 | 0 | 0 | 0 | 0 | 0 | 0
Case B Exploratory Policy Scenario - No Price Control | NY | Annual | Fossil | Gas | Fuel Consumption | TBtu | 329.6803 | 211.4249 | 161.4724 | 147.6059 | 144.7221 | 121.1382 | 0
Case B Exploratory Policy Scenario - No Price Control | NY | Annual | Fossil | Oil | Fuel Consumption | TBtu | 0.37291 | 0 | 0 | 0 | 0 | 0 | 0
Case B Exploratory Policy Scenario - No Price Control | NY | Winter | Fossil | Coal | Fuel Consumption | TBtu | 0 | 0 | 0 | 0 | 0 | 0 | 0
Case B Exploratory Policy Scenario - No Price Control | NY | Winter | Fossil | Gas | Fuel Consumption | TBtu | 89.978 | 71.0169 | 50.7208 | 46.4915 | 38.3598 | 38.365 | 0
Case B Exploratory Policy Scenario - No Price Control | NY | Winter | Fossil | Oil | Fuel Consumption | TBtu | 0.37291 | 0 | 0 | 0 | 0 | 0 | 0
Case B Exploratory Policy Scenario - No Price Control | RI | Annual | Fossil | Coal | Fuel Consumption | TBtu | 0 | 0 | 0 | 0 | 0 | 0 | 0
Case B Exploratory Policy Scenario - No Price Control | RI | Annual | Fossil | Gas | Fuel Consumption | TBtu | 43.955 | 42.5765 | 31.2042 | 34.2208 | 44.6583 | 23.5519 | 23.1477
Case B Exploratory Policy Scenario - No Price Control | RI | Annual | Fossil | Oil | Fuel Consumption | TBtu | 0 | 0 | 0 | 0 | 0 | 0 | 0
Case B Exploratory Policy Scenario - No Price Control | RI | Winter | Fossil | Coal | Fuel Consumption | TBtu | 0 | 0 | 0 | 0 | 0 | 0 | 0
Case B Exploratory Policy Scenario - No Price Control | RI | Winter | Fossil | Gas | Fuel Consumption | TBtu | 11.308 | 12.1092 | 8.7806 | 9.0237 | 9.34 | 3.8988 | 6.8852
Case B Exploratory Policy Scenario - No Price Control | RI | Winter | Fossil | Oil | Fuel Consumption | TBtu | 0 | 0 | 0 | 0 | 0 | 0 | 0
Case B Exploratory Policy Scenario - No Price Control | VT | Annual | Fossil | Coal | Fuel Consumption | TBtu | 0 | 0 | 0 | 0 | 0 | 0 | 0
Case B Exploratory Policy Scenario - No Price Control | VT | Annual | Fossil | Gas | Fuel Consumption | TBtu | 0 | 0 | 0 | 0 | 0 | 0 | 0
Case B Exploratory Policy Scenario - No Price Control | VT | Annual | Fossil | Oil | Fuel Consumption | TBtu | 0 | 0 | 0 | 0 | 0 | 0 | 0
Case B Exploratory Policy Scenario - No Price Control | VT | Winter | Fossil | Coal | Fuel Consumption | TBtu | 0 | 0 | 0 | 0 | 0 | 0 | 0
Case B Exploratory Policy Scenario - No Price Control | VT | Winter | Fossil | Gas | Fuel Consumption | TBtu | 0 | 0 | 0 | 0 | 0 | 0 | 0
Case B Exploratory Policy Scenario - No Price Control | VT | Winter | Fossil | Oil | Fuel Consumption | TBtu | 0 | 0 | 0 | 0 | 0 | 0 | 0
Case B Exploratory Policy Scenario - No Price Control | CT | Summer | Fossil | Coal | Fuel Consumption | TBtu | 0 | 0 | 0 | 0 | 0 | 0 | 0
Case B Exploratory Policy Scenario - No Price Control | CT | Summer | Fossil | Gas | Fuel Consumption | TBtu | 51.9297 | 47.5264 | 32.0343 | 35.5472 | 38.08 | 39.2464 | 0
Case B Exploratory Policy Scenario - No Price Control | CT | Summer | Fossil | Oil | Fuel Consumption | TBtu | 0 | 0 | 0 | 0 | 0 | 0 | 0
Case B Exploratory Policy Scenario - No Price Control | DE | Summer | Fossil | Coal | Fuel Consumption | TBtu | 1.2202 | 0 | 0 | 0 | 0 | 0 | 0
Case B Exploratory Policy Scenario - No Price Control | DE | Summer | Fossil | Gas | Fuel Consumption | TBtu | 11.0421 | 10.261 | 10.0647 | 6.0722 | 8.5539 | 6.6976 | 3.1254
Case B Exploratory Policy Scenario - No Price Control | DE | Summer | Fossil | Oil | Fuel Consumption | TBtu | 0 | 0 | 0 | 0 | 0 | 0 | 0
Case B Exploratory Policy Scenario - No Price Control | ME | Summer | Fossil | Coal | Fuel Consumption | TBtu | 0 | 0 | 0 | 0 | 0 | 0 | 0
Case B Exploratory Policy Scenario - No Price Control | ME | Summer | Fossil | Gas | Fuel Consumption | TBtu | 9.5549 | 4.8423 | 3.5178 | 5.9374 | 8.3131 | 4.2144 | 0
Case B Exploratory Policy Scenario - No Price Control | ME | Summer | Fossil | Oil | Fuel Consumption | TBtu | 0 | 0 | 0 | 0 | 0 | 0 | 0
Case B Exploratory Policy Scenario - No Price Control | MD | Summer | Fossil | Coal | Fuel Consumption | TBtu | 0 | 0 | 0 | 0 | 0 | 0 | 0
Case B Exploratory Policy Scenario - No Price Control | MD | Summer | Fossil | Gas | Fuel Consumption | TBtu | 23.9651 | 26.2006 | 30.0269 | 24.993 | 31.5851 | 29.3904 | 15.7424
Case B Exploratory Policy Scenario - No Price Control | MD | Summer | Fossil | Oil | Fuel Consumption | TBtu | 0 | 0 | 0 | 0 | 0 | 0 | 0
Case B Exploratory Policy Scenario - No Price Control | MA | Summer | Fossil | Coal | Fuel Consumption | TBtu | 0 | 0 | 0 | 0 | 0 | 0 | 0
Case B Exploratory Policy Scenario - No Price Control | MA | Summer | Fossil | Gas | Fuel Consumption | TBtu | 36.1958 | 37.2314 | 31.7936 | 36.7615 | 47.0968 | 28.5931 | 36.7335
Case B Exploratory Policy Scenario - No Price Control | MA | Summer | Fossil | Oil | Fuel Consumption | TBtu | 0 | 0 | 0 | 0 | 0 | 0 | 0
Case B Exploratory Policy Scenario - No Price Control | NH | Summer | Fossil | Coal | Fuel Consumption | TBtu | 0 | 0 | 0 | 0 | 0 | 0 | 0
Case B Exploratory Policy Scenario - No Price Control | NH | Summer | Fossil | Gas | Fuel Consumption | TBtu | 13.0036 | 13.092 | 11.5859 | 13.672 | 16.4334 | 12.6257 | 17.8869
Case B Exploratory Policy Scenario - No Price Control | NH | Summer | Fossil | Oil | Fuel Consumption | TBtu | 0 | 0 | 0 | 0 | 0 | 0 | 0
Case B Exploratory Policy Scenario - No Price Control | NJ | Summer | Fossil | Coal | Fuel Consumption | TBtu | 0 | 0 | 0 | 0 | 0 | 0 | 0
Case B Exploratory Policy Scenario - No Price Control | NJ | Summer | Fossil | Gas | Fuel Consumption | TBtu | 63.5649 | 64.1042 | 66.7979 | 60.9446 | 80.0571 | 67.8393 | 36.9901
Case B Exploratory Policy Scenario - No Price Control | NJ | Summer | Fossil | Oil | Fuel Consumption | TBtu | 0 | 0 | 0 | 0 | 0 | 0 | 0
Case B Exploratory Policy Scenario - No Price Control | NY | Summer | Fossil | Coal | Fuel Consumption | TBtu | 0 | 0 | 0 | 0 | 0 | 0 | 0
Case B Exploratory Policy Scenario - No Price Control | NY | Summer | Fossil | Gas | Fuel Consumption | TBtu | 105.692 | 74.055 | 59.3585 | 52.4049 | 70.63 | 60.5291 | 0
Case B Exploratory Policy Scenario - No Price Control | NY | Summer | Fossil | Oil | Fuel Consumption | TBtu | 0 | 0 | 0 | 0 | 0 | 0 | 0
Case B Exploratory Policy Scenario - No Price Control | RI | Summer | Fossil | Coal | Fuel Consumption | TBtu | 0 | 0 | 0 | 0 | 0 | 0 | 0
Case B Exploratory Policy Scenario - No Price Control | RI | Summer | Fossil | Gas | Fuel Consumption | TBtu | 13.2696 | 12.9929 | 12.9929 | 12.9929 | 15.5961 | 12.6659 | 12.7128
Case B Exploratory Policy Scenario - No Price Control | RI | Summer | Fossil | Oil | Fuel Consumption | TBtu | 0 | 0 | 0 | 0 | 0 | 0 | 0
Case B Exploratory Policy Scenario - No Price Control | VT | Summer | Fossil | Coal | Fuel Consumption | TBtu | 0 | 0 | 0 | 0 | 0 | 0 | 0
Case B Exploratory Policy Scenario - No Price Control | VT | Summer | Fossil | Gas | Fuel Consumption | TBtu | 0 | 0 | 0 | 0 | 0 | 0 | 0
Case B Exploratory Policy Scenario - No Price Control | VT | Summer | Fossil | Oil | Fuel Consumption | TBtu | 0 | 0 | 0 | 0 | 0 | 0 | 0
Case | State/Region | Season | Fuel Type Aggregate | Fuel Type | Metric | Units | 2025 | 2028 | 2030 | 2032 | 2035 | 2037 | 2040
Case B Exploratory Policy Scenario - No Price Control | 10-State Contributions | Annual | Fossil | Coal | Fuel Consumption | TBtu | 10.0565 | 0 | 0 | 0 | 0 | 0 | 0
Case B Exploratory Policy Scenario - No Price Control | 10-State Contributions | Annual | Fossil | Gas | Fuel Consumption | TBtu | 842.1578 | 719.3164 | 540.2697 | 485.452 | 588.0699 | 422.66 | 170.8158
Case B Exploratory Policy Scenario - No Price Control | 10-State Contributions | Annual | Fossil | Oil | Fuel Consumption | TBtu | 0.37291 | 0 | 0 | 0 | 0 | 0 | 0
Case B Exploratory Policy Scenario - No Price Control | 10-State Contributions | Winter | Fossil | Coal | Fuel Consumption | TBtu | 8.8364 | 0 | 0 | 0 | 0 | 0 | 0
Case B Exploratory Policy Scenario - No Price Control | 10-State Contributions | Winter | Fossil | Gas | Fuel Consumption | TBtu | 220.2019 | 216.497 | 151.5124 | 104.6781 | 115.8439 | 97.6643 | 34.5672
Case B Exploratory Policy Scenario - No Price Control | 10-State Contributions | Winter | Fossil | Oil | Fuel Consumption | TBtu | 0.37291 | 0 | 0 | 0 | 0 | 0 | 0
Case B Exploratory Policy Scenario - No Price Control | 10-State Contributions | Summer | Fossil | Coal | Fuel Consumption | TBtu | 1.2202 | 0 | 0 | 0 | 0 | 0 | 0
Case B Exploratory Policy Scenario - No Price Control | 10-State Contributions | Summer | Fossil | Gas | Fuel Consumption | TBtu | 328.2176 | 290.3059 | 258.1726 | 249.3257 | 316.3455 | 261.8018 | 123.1911
Case B Exploratory Policy Scenario - No Price Control | 10-State Contributions | Summer | Fossil | Oil | Fuel Consumption | TBtu | 0 | 0 | 0 | 0 | 0 | 0 | 0
Case | State/Region | Season | Category | Value | Metric | Units | 2025 | 2028 | 2030 | 2032 | 2035 | 2037 | 2040
Case B Exploratory Policy Scenario - No Price Control | MA | Annual | power | real | firm power prices | $/MWh | 43.3324 | 43.5229 | 38.875 | 41.8523 | 58.9858 | 54.7617 | 49.5261
Case B Exploratory Policy Scenario - No Price Control | CT | Annual | power | real | firm power prices | $/MWh | 44.6399 | 44.8859 | 41.7499 | 45.1463 | 63.049 | 55.6901 | 47.5935
Case B Exploratory Policy Scenario - No Price Control | ME | Annual | power | real | firm power prices | $/MWh | 45.722 | 44.1001 | 31.9161 | 35.9374 | 43.9717 | 44.4176 | 28.8568
Case B Exploratory Policy Scenario - No Price Control | NH | Annual | power | real | firm power prices | $/MWh | 46.266 | 43.3177 | 40.0025 | 43.1663 | 62.2225 | 54.8183 | 49.1069
Case B Exploratory Policy Scenario - No Price Control | RI | Annual | power | real | firm power prices | $/MWh | 46.5057 | 46.6024 | 43.0997 | 46.5748 | 65.5193 | 57.1904 | 43.658
Case B Exploratory Policy Scenario - No Price Control | VT | Annual | power | real | firm power prices | $/MWh | 50.0416 | 45.9645 | 42.0021 | 45.4655 | 59.7959 | 51.611 | 43.7562
Case B Exploratory Policy Scenario - No Price Control | NY | Annual | power | real | firm power prices | $/MWh | 29.1239 | 25.9993 | 22.6864 | 23.8672 | 24.6833 | 23.9145 | 55.2759
Case B Exploratory Policy Scenario - No Price Control | DE | Annual | power | real | firm power prices | $/MWh | 41.3088 | 43.7069 | 46.1422 | 41.1511 | 44.1145 | 40.3593 | 31.2323
Case B Exploratory Policy Scenario - No Price Control | MD | Annual | power | real | firm power prices | $/MWh | 53.7509 | 47.2699 | 48.5585 | 43.9956 | 47.1281 | 42.5745 | 38.037
Case B Exploratory Policy Scenario - No Price Control | NJ | Annual | power | real | firm power prices | $/MWh | 43.923 | 46.3548 | 48.7339 | 49.6348 | 53.5606 | 46.2729 | 35.851
Case B Exploratory Policy Scenario - No Price Control | MA | Annual | power | real | energy prices | $/MWh | 42.899 | 43.145 | 41.7499 | 44.1177 | 48.0033 | 42.923 | 41.4702
Case B Exploratory Policy Scenario - No Price Control | CT | Annual | power | real | energy prices | $/MWh | 41.5915 | 41.782 | 38.875 | 40.8238 | 43.9401 | 41.9946 | 43.4028
Case B Exploratory Policy Scenario - No Price Control | ME | Annual | power | real | energy prices | $/MWh | 43.9811 | 42.3593 | 31.9161 | 34.9088 | 28.926 | 31.6505 | 22.7335
Case B Exploratory Policy Scenario - No Price Control | NH | Annual | power | real | energy prices | $/MWh | 44.5251 | 41.5768 | 40.0025 | 42.1377 | 47.1768 | 42.0512 | 42.9836
Case B Exploratory Policy Scenario - No Price Control | RI | Annual | power | real | energy prices | $/MWh | 44.7648 | 44.8615 | 43.0997 | 45.5463 | 50.4736 | 44.4233 | 37.5347
Case B Exploratory Policy Scenario - No Price Control | VT | Annual | power | real | energy prices | $/MWh | 48.3007 | 44.2237 | 42.0021 | 44.437 | 44.7502 | 38.8438 | 37.6329
Case B Exploratory Policy Scenario - No Price Control | NY | Annual | power | real | energy prices | $/MWh | 29.1239 | 25.9993 | 22.6864 | 23.8672 | 24.6833 | 23.9145 | 55.2759
Case B Exploratory Policy Scenario - No Price Control | DE | Annual | power | real | energy prices | $/MWh | 30.0621 | 27.7754 | 27.7712 | 26.6488 | 31.5426 | 32.1127 | 23.7415
Case B Exploratory Policy Scenario - No Price Control | MD | Annual | power | real | energy prices | $/MWh | 34.3197 | 31.3384 | 30.1875 | 29.4933 | 34.5562 | 34.3279 | 30.5461
Case B Exploratory Policy Scenario - No Price Control | NJ | Annual | power | real | energy prices | $/MWh | 30.0175 | 27.3939 | 25.9713 | 27.1833 | 32.1703 | 33.0339 | 35.3283
Case B Exploratory Policy Scenario - No Price Control | MA | Annual | power | real | capacity prices | $/kW-yr | 15.25 | 15.25 | 0 | 9.01 | 131.8 | 111.84 | 53.64
Case B Exploratory Policy Scenario - No Price Control | CT | Annual | power | real | capacity prices | $/kW-yr | 15.25 | 15.25 | 0 | 9.01 | 131.8 | 111.84 | 53.64
Case B Exploratory Policy Scenario - No Price Control | ME | Annual | power | real | capacity prices | $/kW-yr | 15.25 | 15.25 | 0 | 9.01 | 131.8 | 111.84 | 53.64
Case B Exploratory Policy Scenario - No Price Control | NH | Annual | power | real | capacity prices | $/kW-yr | 15.25 | 15.25 | 0 | 9.01 | 131.8 | 111.84 | 53.64
Case B Exploratory Policy Scenario - No Price Control | RI | Annual | power | real | capacity prices | $/kW-yr | 15.25 | 15.25 | 0 | 9.01 | 131.8 | 111.84 | 53.64
Case B Exploratory Policy Scenario - No Price Control | VT | Annual | power | real | capacity prices | $/kW-yr | 15.25 | 15.25 | 0 | 9.01 | 131.8 | 111.84 | 53.64
Case B Exploratory Policy Scenario - No Price Control | DE | Annual | power | real | capacity prices | $/kW-yr | 98.5208 | 139.56 | 160.93 | 127.04 | 110.13 | 72.24 | 65.62
Case B Exploratory Policy Scenario - No Price Control | MD | Annual | power | real | capacity prices | $/kW-yr | 170.2177 | 139.56 | 160.93 | 127.04 | 110.13 | 72.24 | 65.62
Case B Exploratory Policy Scenario - No Price Control | NJ | Annual | power | real | capacity prices | $/kW-yr | 98.5208 | 139.56 | 160.93 | 127.04 | 110.13 | 72.24 | 65.62
Case B Exploratory Policy Scenario - No Price Control | Henry Hub | Annual | natural gas | real | natural gas prices | $/MMBtu | 3.37 | 3.14 | 2.99 | 3.31 | 3.83 | 3.9 | 4.12
Case B Exploratory Policy Scenario - No Price Control | MA | Annual | power | nominal | firm power prices | $/MWh | 48.0774 | 51.3953 | 47.855 | 53.7067 | 80.5626 | 77.9677 | 75.0497
Case B Exploratory Policy Scenario - No Price Control | CT | Annual | power | nominal | firm power prices | $/MWh | 49.5281 | 53.0049 | 51.394 | 57.9336 | 86.1121 | 79.2895 | 72.1211
Case B Exploratory Policy Scenario - No Price Control | ME | Annual | power | nominal | firm power prices | $/MWh | 50.7287 | 52.077 | 39.2886 | 46.1164 | 60.0564 | 63.2401 | 43.7283
Case B Exploratory Policy Scenario - No Price Control | NH | Annual | power | nominal | firm power prices | $/MWh | 51.3323 | 51.153 | 49.243 | 55.3928 | 84.9833 | 78.0482 | 74.4144
Case B Exploratory Policy Scenario - No Price Control | RI | Annual | power | nominal | firm power prices | $/MWh | 51.5982 | 55.0319 | 53.0556 | 59.7668 | 89.4861 | 81.4256 | 66.1574
Case B Exploratory Policy Scenario - No Price Control | VT | Annual | power | nominal | firm power prices | $/MWh | 55.5213 | 54.2786 | 51.7044 | 58.3433 | 81.669 | 73.4818 | 66.3063
Case B Exploratory Policy Scenario - No Price Control | NY | Annual | power | nominal | firm power prices | $/MWh | 32.3131 | 30.702 | 27.9269 | 30.6274 | 33.7124 | 34.0486 | 83.7627
Case B Exploratory Policy Scenario - No Price Control | DE | Annual | power | nominal | firm power prices | $/MWh | 45.8323 | 51.6126 | 56.801 | 52.8069 | 60.2515 | 57.4621 | 47.3281
Case B Exploratory Policy Scenario - No Price Control | MD | Annual | power | nominal | firm power prices | $/MWh | 59.6368 | 55.8201 | 59.7755 | 56.457 | 64.3674 | 60.6159 | 57.6396
Case B Exploratory Policy Scenario - No Price Control | NJ | Annual | power | nominal | firm power prices | $/MWh | 48.7327 | 54.7395 | 59.9913 | 63.6935 | 73.1529 | 65.8816 | 54.327
Case B Exploratory Policy Scenario - No Price Control | MA | Annual | power | nominal | energy prices | $/MWh | 47.5966 | 50.9491 | 51.394 | 56.6138 | 65.5628 | 61.1121 | 62.8422
Case B Exploratory Policy Scenario - No Price Control | CT | Annual | power | nominal | energy prices | $/MWh | 46.1459 | 49.3396 | 47.855 | 52.3868 | 60.0133 | 59.7903 | 65.7708
Case B Exploratory Policy Scenario - No Price Control | ME | Annual | power | nominal | energy prices | $/MWh | 48.7972 | 50.0212 | 39.2886 | 44.7965 | 39.507 | 45.0628 | 34.4493
Case B Exploratory Policy Scenario - No Price Control | NH | Annual | power | nominal | energy prices | $/MWh | 49.4008 | 49.0972 | 49.243 | 54.0729 | 64.434 | 59.8709 | 65.1355
Case B Exploratory Policy Scenario - No Price Control | RI | Annual | power | nominal | energy prices | $/MWh | 49.6667 | 52.9761 | 53.0556 | 58.4469 | 68.9368 | 63.2482 | 56.8784
Case B Exploratory Policy Scenario - No Price Control | VT | Annual | power | nominal | energy prices | $/MWh | 53.5898 | 52.2229 | 51.7044 | 57.0234 | 61.1197 | 55.3044 | 57.0273
Case B Exploratory Policy Scenario - No Price Control | NY | Annual | power | nominal | energy prices | $/MWh | 32.3131 | 30.702 | 27.9269 | 30.6274 | 33.7124 | 34.0486 | 83.7627
Case B Exploratory Policy Scenario - No Price Control | DE | Annual | power | nominal | energy prices | $/MWh | 33.354 | 32.7994 | 34.1863 | 34.1969 | 43.0808 | 45.7209 | 35.9768
Case B Exploratory Policy Scenario - No Price Control | MD | Annual | power | nominal | energy prices | $/MWh | 38.0778 | 37.0069 | 37.1608 | 37.8471 | 47.1967 | 48.8748 | 46.2883
Case B Exploratory Policy Scenario - No Price Control | NJ | Annual | power | nominal | energy prices | $/MWh | 33.3045 | 32.349 | 31.9706 | 34.8828 | 43.9381 | 47.0325 | 53.535
Case B Exploratory Policy Scenario - No Price Control | MA | Annual | power | nominal | capacity prices | $/kW-yr | 16.9199 | 18.0084 | 0 | 11.562 | 180.012 | 159.2336 | 81.2837
Case B Exploratory Policy Scenario - No Price Control | CT | Annual | power | nominal | capacity prices | $/kW-yr | 16.9199 | 18.0084 | 0 | 11.562 | 180.012 | 159.2336 | 81.2837
Case B Exploratory Policy Scenario - No Price Control | ME | Annual | power | nominal | capacity prices | $/kW-yr | 16.9199 | 18.0084 | 0 | 11.562 | 180.012 | 159.2336 | 81.2837
Case B Exploratory Policy Scenario - No Price Control | NH | Annual | power | nominal | capacity prices | $/kW-yr | 16.9199 | 18.0084 | 0 | 11.562 | 180.012 | 159.2336 | 81.2837
Case B Exploratory Policy Scenario - No Price Control | RI | Annual | power | nominal | capacity prices | $/kW-yr | 16.9199 | 18.0084 | 0 | 11.562 | 180.012 | 159.2336 | 81.2837
Case B Exploratory Policy Scenario - No Price Control | VT | Annual | power | nominal | capacity prices | $/kW-yr | 16.9199 | 18.0084 | 0 | 11.562 | 180.012 | 159.2336 | 81.2837
Case B Exploratory Policy Scenario - No Price Control | DE | Annual | power | nominal | capacity prices | $/kW-yr | 98.5208 | 164.8037 | 198.1045 | 163.0232 | 150.4152 | 102.8526 | 99.4377
Case B Exploratory Policy Scenario - No Price Control | MD | Annual | power | nominal | capacity prices | $/kW-yr | 170.2177 | 164.8037 | 198.1045 | 163.0232 | 150.4152 | 102.8526 | 99.4377
Case B Exploratory Policy Scenario - No Price Control | NJ | Annual | power | nominal | capacity prices | $/kW-yr | 98.5208 | 164.8037 | 198.1045 | 163.0232 | 150.4152 | 102.8526 | 99.4377
Case B Exploratory Policy Scenario - No Price Control | Henry Hub | Annual | natural gas | nominal | natural gas prices | $/MMBtu | 3.739 | 3.708 | 3.6807 | 4.2475 | 5.231 | 5.5527 | 6.2433
Case | Scope | Origin | Destination | Season | Metric | Units | 2025 | 2028 | 2030 | 2032 | 2035 | 2037 | 2040
Case B Exploratory Policy Scenario - No Price Control | Regional | Canada | NYISO | Annual | Energy Flows | TWh | 16.9952 | 22.9632 | 22.2005 | 24.8254 | 25.1193 | 27.3909 | 30.5025
Case B Exploratory Policy Scenario - No Price Control | Regional | ISONE | NYISO | Annual | Energy Flows | TWh | 1.0034 | 0.71022 | 0.84811 | 0.93167 | 1.5862 | 3.165 | 3.5959
Case B Exploratory Policy Scenario - No Price Control | Regional | PJM Non-RGGI | NYISO | Annual | Energy Flows | TWh | 1.0904 | 2.6923 | 1.8113 | 1.4035 | 1.3 | 1.7958 | 3.1813
Case B Exploratory Policy Scenario - No Price Control | Regional | PJM RGGI | NYISO | Annual | Energy Flows | TWh | 8.5229 | 6.8765 | 3.9331 | 3.5987 | 4.3583 | 4.0138 | 5.7165
Case B Exploratory Policy Scenario - No Price Control | Regional | Imports | NYISO | Annual | Energy Flows | TWh | 27.6118 | 33.2423 | 28.7931 | 30.7593 | 32.3639 | 36.3654 | 42.9961
Case B Exploratory Policy Scenario - No Price Control | Regional | NYISO | Canada | Annual | Energy Flows | TWh | 2.6082 | 6.4428 | 8.6306 | 8.7493 | 8.8224 | 9.2199 | 6.9991
Case B Exploratory Policy Scenario - No Price Control | Regional | NYISO | ISONE | Annual | Energy Flows | TWh | 6.4681 | 8.2 | 7.1903 | 7.7175 | 6.9612 | 7.4178 | 7.1772
Case B Exploratory Policy Scenario - No Price Control | Regional | NYISO | PJM Non-RGGI | Annual | Energy Flows | TWh | 0.92863 | 0.95843 | 1.4876 | 1.65 | 1.7031 | 1.65 | 1.7655
Case B Exploratory Policy Scenario - No Price Control | Regional | NYISO | PJM RGGI | Annual | Energy Flows | TWh | 0.0013072 | 1.1767 | 2.4322 | 2.0797 | 3.6956 | 4.3822 | 2.9306
Case B Exploratory Policy Scenario - No Price Control | Regional | Exports | NYISO | Annual | Energy Flows | TWh | 10.0062 | 16.778 | 19.7407 | 20.1965 | 21.1823 | 22.6698 | 18.8725
Case B Exploratory Policy Scenario - No Price Control | Regional | Net Imports | NYISO | Annual | Energy Flows | TWh | 17.6056 | 16.4643 | 9.0524 | 10.5628 | 11.1816 | 13.6956 | 24.1237
Case B Exploratory Policy Scenario - No Price Control | Regional | Canada | ISONE | Annual | Energy Flows | TWh | 19.2498 | 19.1027 | 17.5374 | 18.3003 | 21.2016 | 20.7851 | 21.3987
Case B Exploratory Policy Scenario - No Price Control | Regional | Imports | ISONE | Annual | Energy Flows | TWh | 25.5747 | 27.1207 | 24.5695 | 26.0179 | 28.1627 | 28.2028 | 28.5759
Case B Exploratory Policy Scenario - No Price Control | Regional | ISONE | Canada | Annual | Energy Flows | TWh | 0 | 0.12866 | 0.62649 | 0.19948 | 0.92502 | 0.45384 | 8.0528
Case B Exploratory Policy Scenario - No Price Control | Regional | Exports | ISONE | Annual | Energy Flows | TWh | 1.0034 | 0.83888 | 1.4746 | 1.1312 | 2.5113 | 3.6188 | 11.6486
Case B Exploratory Policy Scenario - No Price Control | Regional | Net Imports | ISONE | Annual | Energy Flows | TWh | 24.5713 | 26.2818 | 23.0949 | 24.8867 | 25.6515 | 24.584 | 16.9273
Case B Exploratory Policy Scenario - No Price Control | Regional | PJM Non-RGGI | PJM RGGI | Annual | Energy Flows | TWh | 43.3375 | 39.7303 | 41.7317 | 48.0929 | 48.1675 | 46.4694 | 70.9837
Case B Exploratory Policy Scenario - No Price Control | Regional | Imports | PJM RGGI | Annual | Energy Flows | TWh | 43.3388 | 40.8809 | 44.1079 | 50.1248 | 51.7778 | 50.7503 | 73.8476
Case B Exploratory Policy Scenario - No Price Control | Regional | PJM RGGI | PJM Non-RGGI | Annual | Energy Flows | TWh | 6.2414 | 10.1329 | 9.541 | 17.0035 | 14.6224 | 5.8833 | 13.0438
Case B Exploratory Policy Scenario - No Price Control | Regional | Exports | PJM RGGI | Annual | Energy Flows | TWh | 14.7643 | 17.0094 | 13.4742 | 20.6023 | 18.9808 | 9.8971 | 18.7603
Case B Exploratory Policy Scenario - No Price Control | State | Net Imports | PJM RGGI | Annual | Energy Flows | TWh | 28.5745 | 23.8715 | 30.6337 | 29.5225 | 32.797 | 40.8532 | 55.0873
Case B Exploratory Policy Scenario - No Price Control | State | Net Imports | MD | Annual | Energy Flows | TWh | 32.24 | 27.09 | 25.6 | -4.42 | -7.67 | -11.74 | -23.14
Case B Exploratory Policy Scenario - No Price Control | State | Net Imports | DE | Annual | Energy Flows | TWh | 7.45 | 7.94 | 8.47 | 10.49 | 10.17 | 11.01 | 9.68
Case B Exploratory Policy Scenario - No Price Control | State | Net Imports | NJ | Annual | Energy Flows | TWh | 21.57 | 25.69 | 26.34 | 21.45 | 22.66 | 30.15 | 23.31
Case | Scope | Origin | Destination | Season | Metric | Units | 2025 | 2028 | 2030 | 2032 | 2035 | 2037 | 2040
Case B Exploratory Policy Scenario - No Price Control | 10-State Contributions | Annual | Constraint Shadow Price | real | nominal$ | $/Ton | 10.3402 | 8.9345 | 9.9597 | 11.1026 | 13.06 | 15.0635 | 17.7194
Case | State/Region | Season | Category | Value | Metric | Units | 2025 | 2028 | 2030 | 2032 | 2035 | 2037 | 2040
Case B Exploratory Policy Scenario - No Price Control | RGGI | Annual | All | RGGI Cap | CO2 Emissions | Thousand Tons | 97840 | 65444 | 47992 | 30541 | 13712 | 7479 | 7479
Case B Exploratory Policy Scenario - No Price Control | RGGI | Annual | All | RGGI Emissions | CO2 Emissions | Thousand Tons | 50369.9775 | 42149.8882 | 31657.1802 | 28463.7792 | 34344.8437 | 24804.901 | 9862.7336
Case B Exploratory Policy Scenario - No Price Control | RGGI | Annual | All | Annual Allowance Banking/Withdrawal | CO2 Emissions | Thousand Tons | 47470.0225 | 23294.1118 | 16334.8198 | 2077.2208 | -20632.8437 | -17325.901 | -2383.7336
Case B Exploratory Policy Scenario - No Price Control | RGGI | Annual | All | Cumulative Allowance Position | CO2 Emissions | Thousand Tons | 142410.0674 | 188998.291 | 221667.9307 | 225822.3722 | 143290.9975 | 108639.1955 | 99104.2609
Case | State/Region | Season | Category | Value | Metric | Units | 2025 | 2028 | 2030 | 2032 | 2035 | 2037 | 2040
Case B Exploratory Policy Scenario - No Price Control | CT | Storage Net Loss | Storage Net Loss | Storage Net Loss | Generation | GWh | -24 | -103 | -163 | -169 | -210 | -191 | -865
Case B Exploratory Policy Scenario - No Price Control | DE | Storage Net Loss | Storage Net Loss | Storage Net Loss | Generation | GWh | - | - | - | - | - | - | -
Case B Exploratory Policy Scenario - No Price Control | ME | Storage Net Loss | Storage Net Loss | Storage Net Loss | Generation | GWh | -3 | -18 | -28 | -31 | -91 | -59 | -35
Case B Exploratory Policy Scenario - No Price Control | MD | Storage Net Loss | Storage Net Loss | Storage Net Loss | Generation | GWh | -87 | -93 | -106 | -87 | -134 | -228 | -923
Case B Exploratory Policy Scenario - No Price Control | MA | Storage Net Loss | Storage Net Loss | Storage Net Loss | Generation | GWh | -605 | -250 | -176 | -258 | -282 | -674 | -1278
Case B Exploratory Policy Scenario - No Price Control | NH | Storage Net Loss | Storage Net Loss | Storage Net Loss | Generation | GWh | - | - | - | - | - | - | -
Case B Exploratory Policy Scenario - No Price Control | NJ | Storage Net Loss | Storage Net Loss | Storage Net Loss | Generation | GWh | -573 | -670 | -636 | -566 | -583 | -654 | -785
Case B Exploratory Policy Scenario - No Price Control | NY | Storage Net Loss | Storage Net Loss | Storage Net Loss | Generation | GWh | -242 | -382 | -422 | -398 | -1139 | -608 | -484
Case B Exploratory Policy Scenario - No Price Control | RI | Storage Net Loss | Storage Net Loss | Storage Net Loss | Generation | GWh | - | - | - | - | - | - | -300
Case B Exploratory Policy Scenario - No Price Control | VT | Storage Net Loss | Storage Net Loss | Storage Net Loss | Generation | GWh | - | - | - | - | -10 | -141 | -212
Case B Exploratory Policy Scenario - No Price Control | 10-State Contributions | Storage Net Loss | Storage Net Loss | Storage Net Loss | Generation | GWh | -1533 | -1516 | -1530 | -1510 | -2449 | -2555 | -4882
Case B Exploratory Policy Scenario - No Price Control | RGGI PJM | Storage Net Loss | Storage Net Loss | Storage Net Loss | Generation | GWh | -660 | -763 | -742 | -653 | -717 | -882 | -1708
Case B Exploratory Policy Scenario - No Price Control | ISONE | Storage Net Loss | Storage Net Loss | Storage Net Loss | Generation | GWh | -631 | -371 | -366 | -458 | -594 | -1065 | -2690
Case B Exploratory Policy Scenario - No Price Control | Eastern Interconnection | Storage Net Loss | Storage Net Loss | Storage Net Loss | Generation | GWh | -5868 | -5968 | -6939 | -6912 | -9298 | -17333 | -29206
Case B Exploratory Policy Scenario - No Price Control | non-RGGI EI | Storage Net Loss | Storage Net Loss | Storage Net Loss | Generation | GWh | -4335 | -4453 | -5408 | -5402 | -6849 | -14778 | -24324
Case | State/Region | Technology Aggregate | Technology Type | Technology Sub-Type | Metric | Units | 2025 | 2028 | 2030 | 2032 | 2035 | 2037 | 2040
Case A Flat-Cap Scenario | CT | Coal | Coal | Coal | Capacity | MW | 0 | 0 | 0 | 0 | 0 | 0 | 0
Case A Flat-Cap Scenario | CT | Coal with CCS | Coal with CCS | Coal with CCS | Capacity | MW | 0 | 0 | 0 | 0 | 0 | 0 | 0
Case A Flat-Cap Scenario | CT | Combined Cycle | Combined Cycle | Combined Cycle | Capacity | MW | 4701.565 | 4701.565 | 4701.565 | 4701.565 | 4701.565 | 4701.565 | 4701.565
Case A Flat-Cap Scenario | CT | Combustion Turbine | Combustion Turbine | Combustion Turbine | Capacity | MW | 1461.172 | 1444.049 | 1444.049 | 1444.049 | 1444.049 | 1444.049 | 1444.049
Case A Flat-Cap Scenario | CT | Oil/Gas | Oil/Gas | Oil/Gas | Capacity | MW | 1758.795 | 598.394 | 598.394 | 598.394 | 598.394 | 598.394 | 598.394
Case A Flat-Cap Scenario | CT | Other | Other | Other | Capacity | MW | 5.6 | 5.6 | 5.6 | 5.6 | 5.6 | 5.6 | 5.6
Case A Flat-Cap Scenario | CT | Nuclear | Nuclear | Nuclear | Capacity | MW | 2102 | 2102 | 2102 | 2102 | 2102 | 2102 | 2102
Case A Flat-Cap Scenario | CT | Hydro | Hydro | Hydro | Capacity | MW | 158.881 | 158.881 | 158.881 | 158.881 | 158.881 | 158.881 | 158.881
Case A Flat-Cap Scenario | CT | Solar PV | Solar PV | Solar PV | Capacity | MW | 433.9 | 433.9 | 433.9 | 433.9 | 433.9 | 433.9 | 433.9
Case A Flat-Cap Scenario | CT | Onshore Wind | Onshore Wind | Onshore Wind | Capacity | MW | 4.8 | 4.8 | 4.8 | 4.8 | 4.8 | 4.8 | 4.8
Case A Flat-Cap Scenario | CT | Battery Storage | Battery Storage | Battery Storage | Capacity | MW | 0 | 205.32 | 205.32 | 205.32 | 205.32 | 205.32 | 205.32
Case A Flat-Cap Scenario | CT | Other RE | Other RE | Other RE | Capacity | MW | 268.309 | 215.709 | 215.709 | 215.709 | 215.709 | 215.709 | 215.709
Case A Flat-Cap Scenario | CT | Combined Cycle | New Combined Cycle | New Combined Cycle | Capacity | MW | 0 | 0 | 0 | 0 | 0 | 50.666 | 50.666
Case A Flat-Cap Scenario | CT | Combustion Turbine | New Combustion Turbine | New Combustion Turbine | Capacity | MW | 0 | 0 | 0 | 0 | 0 | 0 | 0
Case A Flat-Cap Scenario | CT | Other | New Other | New Other | Capacity | MW | 0 | 0 | 0 | 0 | 0 | 0 | 0
Case A Flat-Cap Scenario | CT | Other RE | New Other RE | New Other RE | Capacity | MW | 0 | 0 | 0 | 0 | 0 | 0 | 0
Case A Flat-Cap Scenario | CT | Solar PV | New Solar PV | New Solar PV | Capacity | MW | 0 | 0 | 0 | 0 | 0 | 0 | 613.9112
Case A Flat-Cap Scenario | CT | Onshore Wind | New Onshore Wind | New Onshore Wind | Capacity | MW | 0 | 0 | 0 | 0 | 0 | 0 | 0
Case A Flat-Cap Scenario | CT | Offshore Wind | New Offshore Wind | New Offshore Wind | Capacity | MW | 304 | 304 | 304 | 304 | 304 | 304 | 304
Case A Flat-Cap Scenario | CT | Battery Storage | New Battery Storage | New Battery Storage | Capacity | MW | 0 | 0 | 0 | 0 | 0 | 0 | 0
Case A Flat-Cap Scenario | CT | Solar PV | New Solar PV | New Paired Solar PV | Capacity | MW | 0 | 0 | 0 | 0 | 0 | 0 | 0
Case A Flat-Cap Scenario | CT | Battery Storage | New Battery Storage | New Paired Battery Storage | Capacity | MW | 0 | 0 | 0 | 0 | 0 | 0 | 0
Case A Flat-Cap Scenario | CT | Hydrogen | New Hydrogen | New H2 CC | Capacity | MW | 0 | 0 | 0 | 0 | 0 | 0 | 0
Case A Flat-Cap Scenario | CT | Hydrogen | New Hydrogen | New H2 CT | Capacity | MW | 0 | 0 | 0 | 0 | 0 | 0 | 0
Case A Flat-Cap Scenario | CT | Retire Coal | Retire Coal | Retire Coal | Capacity | MW | 0 | 0 | 0 | 0 | 0 | 0 | 0
Case A Flat-Cap Scenario | CT | Retire Combined Cycle | Retire Combined Cycle | Retire Combined Cycle | Capacity | MW | 0 | 0 | 0 | 0 | 0 | 0 | 0
Case A Flat-Cap Scenario | CT | Retire Combustion Turbine | Retire Combustion Turbine | Retire Combustion Turbine | Capacity | MW | 0 | 0 | 0 | 0 | 0 | 0 | 0
Case A Flat-Cap Scenario | CT | Retire Oil/Gas | Retire Oil/Gas | Retire Oil/Gas | Capacity | MW | 0 | 1043.401 | 1043.401 | 1043.401 | 1043.401 | 1043.401 | 1043.401
Case A Flat-Cap Scenario | CT | Retire Other | Retire Other | Retire Other | Capacity | MW | 0 | 52.6 | 52.6 | 52.6 | 52.6 | 52.6 | 52.6
Case A Flat-Cap Scenario | CT | Retire Nuclear | Retire Nuclear | Retire Nuclear | Capacity | MW | 0 | 0 | 0 | 0 | 0 | 0 | 0
Case A Flat-Cap Scenario | DE | Coal | Coal | Coal | Capacity | MW | 420 | 0 | 0 | 0 | 0 | 0 | 0
Case A Flat-Cap Scenario | DE | Coal with CCS | Coal with CCS | Coal with CCS | Capacity | MW | 0 | 0 | 0 | 0 | 0 | 0 | 0
Case A Flat-Cap Scenario | DE | Combined Cycle | Combined Cycle | Combined Cycle | Capacity | MW | 1399 | 1399 | 1399 | 1399 | 1399 | 1399 | 1399
Case A Flat-Cap Scenario | DE | Combustion Turbine | Combustion Turbine | Combustion Turbine | Capacity | MW | 370.5 | 370.5 | 370.5 | 370.5 | 370.5 | 370.5 | 370.5
Case A Flat-Cap Scenario | DE | Oil/Gas | Oil/Gas | Oil/Gas | Capacity | MW | 840 | 840 | 840 | 840 | 840 | 840 | 840
Case A Flat-Cap Scenario | DE | Other | Other | Other | Capacity | MW | 0 | 0 | 0 | 0 | 0 | 0 | 0
Case A Flat-Cap Scenario | DE | Nuclear | Nuclear | Nuclear | Capacity | MW | 0 | 0 | 0 | 0 | 0 | 0 | 0
Case A Flat-Cap Scenario | DE | Hydro | Hydro | Hydro | Capacity | MW | 0 | 0 | 0 | 0 | 0 | 0 | 0
Case A Flat-Cap Scenario | DE | Solar PV | Solar PV | Solar PV | Capacity | MW | 255.1 | 255.1 | 255.1 | 255.1 | 255.1 | 255.1 | 255.1
Case A Flat-Cap Scenario | DE | Onshore Wind | Onshore Wind | Onshore Wind | Capacity | MW | 2 | 2 | 2 | 2 | 2 | 2 | 2
Case A Flat-Cap Scenario | DE | Battery Storage | Battery Storage | Battery Storage | Capacity | MW | 0 | 0 | 0 | 0 | 0 | 0 | 0
Case A Flat-Cap Scenario | DE | Other RE | Other RE | Other RE | Capacity | MW | 34.7 | 34.7 | 34.7 | 34.7 | 34.7 | 34.7 | 34.7
Case A Flat-Cap Scenario | DE | Combined Cycle | New Combined Cycle | New Combined Cycle | Capacity | MW | 0 | 0 | 451 | 451 | 1219.7782 | 1219.7782 | 1219.7782
Case A Flat-Cap Scenario | DE | Combustion Turbine | New Combustion Turbine | New Combustion Turbine | Capacity | MW | 0 | 0 | 0 | 0 | 0 | 0 | 0
Case A Flat-Cap Scenario | DE | Other | New Other | New Other | Capacity | MW | 0 | 0 | 0 | 0 | 0 | 0 | 0
Case A Flat-Cap Scenario | DE | Other RE | New Other RE | New Other RE | Capacity | MW | 0 | 0 | 0 | 0 | 0 | 0 | 0
Case A Flat-Cap Scenario | DE | Solar PV | New Solar PV | New Solar PV | Capacity | MW | 0 | 0 | 0 | 0 | 0 | 0 | 1926.539
Case A Flat-Cap Scenario | DE | Onshore Wind | New Onshore Wind | New Onshore Wind | Capacity | MW | 0 | 0 | 0 | 0 | 0 | 0 | 0
Case A Flat-Cap Scenario | DE | Offshore Wind | New Offshore Wind | New Offshore Wind | Capacity | MW | 0 | 0 | 0 | 0 | 0 | 0 | 0
Case A Flat-Cap Scenario | DE | Battery Storage | New Battery Storage | New Battery Storage | Capacity | MW | 0 | 0 | 0 | 0 | 0 | 0 | 0
Case A Flat-Cap Scenario | DE | Solar PV | New Solar PV | New Paired Solar PV | Capacity | MW | 0 | 0 | 0 | 0 | 0 | 0 | 0
Case A Flat-Cap Scenario | DE | Battery Storage | New Battery Storage | New Paired Battery Storage | Capacity | MW | 0 | 0 | 0 | 0 | 0 | 0 | 0
Case A Flat-Cap Scenario | DE | Hydrogen | New Hydrogen | New H2 CC | Capacity | MW | 0 | 0 | 0 | 0 | 0 | 0 | 0
Case A Flat-Cap Scenario | DE | Hydrogen | New Hydrogen | New H2 CT | Capacity | MW | 0 | 0 | 0 | 0 | 0 | 0 | 0
Case A Flat-Cap Scenario | DE | Retire Coal | Retire Coal | Retire Coal | Capacity | MW | 0 | 0 | 0 | 0 | 0 | 0 | 0
Case A Flat-Cap Scenario | DE | Retire Combined Cycle | Retire Combined Cycle | Retire Combined Cycle | Capacity | MW | 0 | 0 | 0 | 0 | 0 | 0 | 0
Case A Flat-Cap Scenario | DE | Retire Combustion Turbine | Retire Combustion Turbine | Retire Combustion Turbine | Capacity | MW | 0 | 0 | 0 | 0 | 0 | 0 | 0
Case A Flat-Cap Scenario | DE | Retire Oil/Gas | Retire Oil/Gas | Retire Oil/Gas | Capacity | MW | 0 | 0 | 0 | 0 | 0 | 0 | 0
Case A Flat-Cap Scenario | DE | Retire Other | Retire Other | Retire Other | Capacity | MW | 0 | 0 | 0 | 0 | 0 | 0 | 0
Case A Flat-Cap Scenario | DE | Retire Nuclear | Retire Nuclear | Retire Nuclear | Capacity | MW | 0 | 0 | 0 | 0 | 0 | 0 | 0
Case A Flat-Cap Scenario | ME | Coal | Coal | Coal | Capacity | MW | 0 | 0 | 0 | 0 | 0 | 0 | 0
Case A Flat-Cap Scenario | ME | Coal with CCS | Coal with CCS | Coal with CCS | Capacity | MW | 0 | 0 | 0 | 0 | 0 | 0 | 0
Case A Flat-Cap Scenario | ME | Combined Cycle | Combined Cycle | Combined Cycle | Capacity | MW | 1248.956 | 1248.956 | 1248.956 | 1248.956 | 1248.956 | 1248.956 | 1248.956
Case A Flat-Cap Scenario | ME | Combustion Turbine | Combustion Turbine | Combustion Turbine | Capacity | MW | 363.794 | 363.794 | 363.794 | 363.794 | 363.794 | 363.794 | 363.794
Case A Flat-Cap Scenario | ME | Oil/Gas | Oil/Gas | Oil/Gas | Capacity | MW | 744.997 | 741.997 | 741.997 | 741.997 | 741.997 | 741.997 | 741.997
Case A Flat-Cap Scenario | ME | Other | Other | Other | Capacity | MW | 0 | 0 | 0 | 0 | 0 | 0 | 0
Case A Flat-Cap Scenario | ME | Nuclear | Nuclear | Nuclear | Capacity | MW | 0 | 0 | 0 | 0 | 0 | 0 | 0
Case A Flat-Cap Scenario | ME | Hydro | Hydro | Hydro | Capacity | MW | 547.898 | 547.898 | 547.898 | 547.898 | 547.898 | 547.898 | 547.898
Case A Flat-Cap Scenario | ME | Solar PV | Solar PV | Solar PV | Capacity | MW | 646.4 | 646.4 | 646.4 | 646.4 | 646.4 | 646.4 | 646.4
Case A Flat-Cap Scenario | ME | Onshore Wind | Onshore Wind | Onshore Wind | Capacity | MW | 1240.7 | 1240.7 | 1240.7 | 1240.7 | 1240.7 | 1240.7 | 1240.7
Case A Flat-Cap Scenario | ME | Battery Storage | Battery Storage | Battery Storage | Capacity | MW | 193.2 | 193.2 | 193.2 | 193.2 | 193.2 | 193.2 | 193.2
Case A Flat-Cap Scenario | ME | Other RE | Other RE | Other RE | Capacity | MW | 289.252 | 75.6339 | 68.856 | 68.856 | 68.856 | 68.856 | 68.856
Case A Flat-Cap Scenario | ME | Combined Cycle | New Combined Cycle | New Combined Cycle | Capacity | MW | 0 | 0 | 0 | 0 | 0 | 0 | 0
Case A Flat-Cap Scenario | ME | Combustion Turbine | New Combustion Turbine | New Combustion Turbine | Capacity | MW | 0 | 0 | 0 | 0 | 1801.5971 | 1801.5971 | 1801.5971
Case A Flat-Cap Scenario | ME | Other | New Other | New Other | Capacity | MW | 0 | 0 | 0 | 0 | 0 | 0 | 0
Case A Flat-Cap Scenario | ME | Other RE | New Other RE | New Other RE | Capacity | MW | 0 | 0 | 0 | 0 | 0 | 0 | 0
Case A Flat-Cap Scenario | ME | Solar PV | New Solar PV | New Solar PV | Capacity | MW | 0 | 0 | 0 | 0 | 0 | 0 | 0
Case A Flat-Cap Scenario | ME | Onshore Wind | New Onshore Wind | New Onshore Wind | Capacity | MW | 0 | 0 | 2122 | 2122 | 2122 | 2420.4136 | 3818.0906
Case A Flat-Cap Scenario | ME | Offshore Wind | New Offshore Wind | New Offshore Wind | Capacity | MW | 11 | 11 | 11 | 11 | 11 | 11 | 11
Case A Flat-Cap Scenario | ME | Battery Storage | New Battery Storage | New Battery Storage | Capacity | MW | 0 | 0 | 0 | 0 | 0 | 0 | 0
Case A Flat-Cap Scenario | ME | Solar PV | New Solar PV | New Paired Solar PV | Capacity | MW | 0 | 0 | 0 | 0 | 0 | 0 | 0
Case A Flat-Cap Scenario | ME | Battery Storage | New Battery Storage | New Paired Battery Storage | Capacity | MW | 0 | 0 | 0 | 0 | 0 | 0 | 0
Case A Flat-Cap Scenario | ME | Hydrogen | New Hydrogen | New H2 CC | Capacity | MW | 0 | 0 | 0 | 0 | 0 | 0 | 0
Case A Flat-Cap Scenario | ME | Hydrogen | New Hydrogen | New H2 CT | Capacity | MW | 0 | 0 | 0 | 0 | 0 | 0 | 0
Case A Flat-Cap Scenario | ME | Retire Coal | Retire Coal | Retire Coal | Capacity | MW | 0 | 0 | 0 | 0 | 0 | 0 | 0
Case A Flat-Cap Scenario | ME | Retire Combined Cycle | Retire Combined Cycle | Retire Combined Cycle | Capacity | MW | 0 | 0 | 0 | 0 | 0 | 0 | 0
Case A Flat-Cap Scenario | ME | Retire Combustion Turbine | Retire Combustion Turbine | Retire Combustion Turbine | Capacity | MW | 0 | 0 | 0 | 0 | 0 | 0 | 0
Case A Flat-Cap Scenario | ME | Retire Oil/Gas | Retire Oil/Gas | Retire Oil/Gas | Capacity | MW | 0 | 3 | 3 | 3 | 3 | 3 | 3
Case A Flat-Cap Scenario | ME | Retire Other | Retire Other | Retire Other | Capacity | MW | 0 | 213.6181 | 220.396 | 220.396 | 220.396 | 220.396 | 220.396
Case A Flat-Cap Scenario | ME | Retire Nuclear | Retire Nuclear | Retire Nuclear | Capacity | MW | 0 | 0 | 0 | 0 | 0 | 0 | 0
Case A Flat-Cap Scenario | MD | Coal | Coal | Coal | Capacity | MW | 1275.497 | -2.2737e-13 | 0 | 0 | 0 | 0 | 0
Case A Flat-Cap Scenario | MD | Coal with CCS | Coal with CCS | Coal with CCS | Capacity | MW | 0 | 0 | 0 | 0 | 0 | 0 | 0
Case A Flat-Cap Scenario | MD | Combined Cycle | Combined Cycle | Combined Cycle | Capacity | MW | 2168.62 | 2168.62 | 2168.62 | 2168.62 | 2168.62 | 2168.62 | 2168.62
Case A Flat-Cap Scenario | MD | Combustion Turbine | Combustion Turbine | Combustion Turbine | Capacity | MW | 2107.3 | 2077.4 | 2077.4 | 2077.4 | 2077.4 | 2077.4 | 2077.4
Case A Flat-Cap Scenario | MD | Oil/Gas | Oil/Gas | Oil/Gas | Capacity | MW | 2224 | 1548 | 1548 | 1548 | 1548 | 1548 | 1548
Case A Flat-Cap Scenario | MD | Other | Other | Other | Capacity | MW | 0 | 0 | 0 | 0 | 0 | 0 | 0
Case A Flat-Cap Scenario | MD | Nuclear | Nuclear | Nuclear | Capacity | MW | 1744.1 | 1744.1 | 1744.1 | 1744.1 | 1744.1 | 1744.1 | 1744.1
Case A Flat-Cap Scenario | MD | Hydro | Hydro | Hydro | Capacity | MW | 566.48 | 566.48 | 566.48 | 566.48 | 566.48 | 566.48 | 566.48
Case A Flat-Cap Scenario | MD | Solar PV | Solar PV | Solar PV | Capacity | MW | 1467.449 | 1563.249 | 1563.249 | 1563.249 | 1563.249 | 1563.249 | 1563.249
Case A Flat-Cap Scenario | MD | Onshore Wind | Onshore Wind | Onshore Wind | Capacity | MW | 260 | 260 | 260 | 260 | 260 | 260 | 260
Case A Flat-Cap Scenario | MD | Battery Storage | Battery Storage | Battery Storage | Capacity | MW | 6.5 | 6.5 | 6.5 | 6.5 | 6.5 | 6.5 | 6.5
Case A Flat-Cap Scenario | MD | Other RE | Other RE | Other RE | Capacity | MW | 131.2 | 131.2 | 73.7 | 73.7 | 73.7 | 73.7 | 73.7
Case A Flat-Cap Scenario | MD | Combined Cycle | New Combined Cycle | New Combined Cycle | Capacity | MW | 0 | 0 | 0 | 0 | 0 | 0 | 0
Case A Flat-Cap Scenario | MD | Combustion Turbine | New Combustion Turbine | New Combustion Turbine | Capacity | MW | 0 | 0 | 0 | 0 | 0 | 0 | 0
Case A Flat-Cap Scenario | MD | Other | New Other | New Other | Capacity | MW | 0 | 0 | 0 | 0 | 0 | 0 | 0
Case A Flat-Cap Scenario | MD | Other RE | New Other RE | New Other RE | Capacity | MW | 0 | 0 | 0 | 0 | 0 | 0 | 0
Case A Flat-Cap Scenario | MD | Solar PV | New Solar PV | New Solar PV | Capacity | MW | 0 | 0 | 0 | 0 | 0 | 4000 | 6580.6407
Case A Flat-Cap Scenario | MD | Onshore Wind | New Onshore Wind | New Onshore Wind | Capacity | MW | 0 | 0 | 678 | 678 | 678 | 678 | 678
Case A Flat-Cap Scenario | MD | Offshore Wind | New Offshore Wind | New Offshore Wind | Capacity | MW | 0 | 1056.8 | 1056.8 | 1056.8 | 1056.8 | 1056.8 | 1056.8
Case A Flat-Cap Scenario | MD | Battery Storage | New Battery Storage | New Battery Storage | Capacity | MW | 1349.5181 | 1349.5181 | 1349.5181 | 1349.5181 | 1349.5181 | 1349.5181 | 1349.5181
Case A Flat-Cap Scenario | MD | Solar PV | New Solar PV | New Paired Solar PV | Capacity | MW | 0 | 0 | 0 | 0 | 0 | 0 | 3419.3593
Case A Flat-Cap Scenario | MD | Battery Storage | New Battery Storage | New Paired Battery Storage | Capacity | MW | 0 | 0 | 0 | 0 | 0 | 0 | 2051.6156
Case A Flat-Cap Scenario | MD | Hydrogen | New Hydrogen | New H2 CC | Capacity | MW | 0 | 0 | 0 | 0 | 0 | 0 | 0
Case A Flat-Cap Scenario | MD | Hydrogen | New Hydrogen | New H2 CT | Capacity | MW | 0 | 0 | 0 | 0 | 0 | 0 | 0
Case A Flat-Cap Scenario | MD | Retire Coal | Retire Coal | Retire Coal | Capacity | MW | 0 | 1275.497 | 0 | 0 | 0 | 0 | 0
Case A Flat-Cap Scenario | MD | Retire Combined Cycle | Retire Combined Cycle | Retire Combined Cycle | Capacity | MW | 0 | 0 | 0 | 0 | 0 | 0 | 0
Case A Flat-Cap Scenario | MD | Retire Combustion Turbine | Retire Combustion Turbine | Retire Combustion Turbine | Capacity | MW | 0 | 0 | 0 | 0 | 0 | 0 | 0
Case A Flat-Cap Scenario | MD | Retire Oil/Gas | Retire Oil/Gas | Retire Oil/Gas | Capacity | MW | 0 | 0 | 0 | 0 | 0 | 0 | 0
Case A Flat-Cap Scenario | MD | Retire Other | Retire Other | Retire Other | Capacity | MW | 0 | 0 | 57.5 | 57.5 | 57.5 | 57.5 | 57.5
Case A Flat-Cap Scenario | MD | Retire Nuclear | Retire Nuclear | Retire Nuclear | Capacity | MW | 0 | 0 | 0 | 0 | 0 | 0 | 0
Case A Flat-Cap Scenario | MA | Coal | Coal | Coal | Capacity | MW | 0 | 0 | 0 | 0 | 0 | 0 | 0
Case A Flat-Cap Scenario | MA | Coal with CCS | Coal with CCS | Coal with CCS | Capacity | MW | 0 | 0 | 0 | 0 | 0 | 0 | 0
Case A Flat-Cap Scenario | MA | Combined Cycle | Combined Cycle | Combined Cycle | Capacity | MW | 4853.0668 | 4778.1638 | 4778.1638 | 4778.1638 | 4778.1638 | 4778.1638 | 4778.1638
Case A Flat-Cap Scenario | MA | Combustion Turbine | Combustion Turbine | Combustion Turbine | Capacity | MW | 1330.142 | 1205.622 | 1205.622 | 1205.622 | 1205.622 | 1205.622 | 1205.622
Case A Flat-Cap Scenario | MA | Oil/Gas | Oil/Gas | Oil/Gas | Capacity | MW | 1143.9 | 25.1 | 25.1 | 25.1 | 25.1 | 25.1 | 25.1
Case A Flat-Cap Scenario | MA | Other | Other | Other | Capacity | MW | 0 | 0 | 0 | 0 | 0 | 0 | 0
Case A Flat-Cap Scenario | MA | Nuclear | Nuclear | Nuclear | Capacity | MW | 0 | 0 | 0 | 0 | 0 | 0 | 0
Case A Flat-Cap Scenario | MA | Hydro | Hydro | Hydro | Capacity | MW | 2073.133 | 2073.133 | 2073.133 | 2073.133 | 2073.133 | 2073.133 | 2073.133
Case A Flat-Cap Scenario | MA | Solar PV | Solar PV | Solar PV | Capacity | MW | 1269.7475 | 1269.7475 | 1269.7475 | 1269.7475 | 1269.7475 | 1269.7475 | 1269.7475
Case A Flat-Cap Scenario | MA | Onshore Wind | Onshore Wind | Onshore Wind | Capacity | MW | 117.949 | 117.949 | 117.949 | 117.949 | 117.949 | 117.949 | 117.949
Case A Flat-Cap Scenario | MA | Battery Storage | Battery Storage | Battery Storage | Capacity | MW | 406 | 1062 | 1062 | 1062 | 1062 | 1062 | 1062
Case A Flat-Cap Scenario | MA | Other RE | Other RE | Other RE | Capacity | MW | 286.899 | 219.899 | 219.899 | 219.899 | 219.899 | 219.899 | 219.899
Case A Flat-Cap Scenario | MA | Combined Cycle | New Combined Cycle | New Combined Cycle | Capacity | MW | 0 | 0 | 0 | 0 | 94.2511 | 524.9911 | 1591.646
Case A Flat-Cap Scenario | MA | Combustion Turbine | New Combustion Turbine | New Combustion Turbine | Capacity | MW | 0 | 0 | 0 | 0 | 0 | 0 | 0
Case A Flat-Cap Scenario | MA | Other | New Other | New Other | Capacity | MW | 0 | 0 | 0 | 0 | 0 | 0 | 0
Case A Flat-Cap Scenario | MA | Other RE | New Other RE | New Other RE | Capacity | MW | 0 | 0 | 0 | 0 | 0 | 0 | 0
Case A Flat-Cap Scenario | MA | Solar PV | New Solar PV | New Solar PV | Capacity | MW | 0 | 0 | 0 | 0 | 0 | 2900.8403 | 8900.8403
Case A Flat-Cap Scenario | MA | Onshore Wind | New Onshore Wind | New Onshore Wind | Capacity | MW | 0 | 0 | 0 | 0 | 0 | 0 | 0
Case A Flat-Cap Scenario | MA | Offshore Wind | New Offshore Wind | New Offshore Wind | Capacity | MW | 800 | 800 | 800 | 800 | 800 | 800 | 800
Case A Flat-Cap Scenario | MA | Battery Storage | New Battery Storage | New Battery Storage | Capacity | MW | 594 | 594 | 594 | 594 | 594 | 594 | 594
Case A Flat-Cap Scenario | MA | Solar PV | New Solar PV | New Paired Solar PV | Capacity | MW | 0 | 0 | 0 | 0 | 0 | 733.7386 | 733.7386
Case A Flat-Cap Scenario | MA | Battery Storage | New Battery Storage | New Paired Battery Storage | Capacity | MW | 0 | 0 | 0 | 0 | 0 | 440.2432 | 440.2432
Case A Flat-Cap Scenario | MA | Hydrogen | New Hydrogen | New H2 CC | Capacity | MW | 0 | 0 | 0 | 0 | 0 | 0 | 0
Case A Flat-Cap Scenario | MA | Hydrogen | New Hydrogen | New H2 CT | Capacity | MW | 0 | 0 | 0 | 0 | 0 | 0 | 0
Case A Flat-Cap Scenario | MA | Retire Coal | Retire Coal | Retire Coal | Capacity | MW | 0 | 0 | 0 | 0 | 0 | 0 | 0
Case A Flat-Cap Scenario | MA | Retire Combined Cycle | Retire Combined Cycle | Retire Combined Cycle | Capacity | MW | 0 | 0 | 0 | 0 | 0 | 0 | 0
Case A Flat-Cap Scenario | MA | Retire Combustion Turbine | Retire Combustion Turbine | Retire Combustion Turbine | Capacity | MW | 0 | 0 | 0 | 0 | 0 | 0 | 0
Case A Flat-Cap Scenario | MA | Retire Oil/Gas | Retire Oil/Gas | Retire Oil/Gas | Capacity | MW | 0 | 1118.8 | 1118.8 | 1118.8 | 1118.8 | 1118.8 | 1118.8
Case A Flat-Cap Scenario | MA | Retire Other | Retire Other | Retire Other | Capacity | MW | 0 | 67 | 67 | 67 | 67 | 67 | 67
Case A Flat-Cap Scenario | MA | Retire Nuclear | Retire Nuclear | Retire Nuclear | Capacity | MW | 0 | 0 | 0 | 0 | 0 | 0 | 0
Case A Flat-Cap Scenario | NH | Coal | Coal | Coal | Capacity | MW | 518.856 | 0 | 0 | 0 | 0 | 0 | 0
Case A Flat-Cap Scenario | NH | Coal with CCS | Coal with CCS | Coal with CCS | Capacity | MW | 0 | 0 | 0 | 0 | 0 | 0 | 0
Case A Flat-Cap Scenario | NH | Combined Cycle | Combined Cycle | Combined Cycle | Capacity | MW | 1183.694 | 1183.694 | 1183.694 | 1183.694 | 1183.694 | 1183.694 | 1183.694
Case A Flat-Cap Scenario | NH | Combustion Turbine | Combustion Turbine | Combustion Turbine | Capacity | MW | 89.61 | 89.61 | 89.61 | 89.61 | 89.61 | 89.61 | 89.61
Case A Flat-Cap Scenario | NH | Oil/Gas | Oil/Gas | Oil/Gas | Capacity | MW | 400.2 | 107.0202 | 107.0202 | 107.0202 | 107.0202 | 107.0202 | 107.0202
Case A Flat-Cap Scenario | NH | Other | Other | Other | Capacity | MW | 0 | 0 | 0 | 0 | 0 | 0 | 0
Case A Flat-Cap Scenario | NH | Nuclear | Nuclear | Nuclear | Capacity | MW | 1246 | 1246 | 1246 | 1246 | 1246 | 1246 | 1246
Case A Flat-Cap Scenario | NH | Hydro | Hydro | Hydro | Capacity | MW | 509.088 | 509.088 | 509.088 | 509.088 | 509.088 | 509.088 | 509.088
Case A Flat-Cap Scenario | NH | Solar PV | Solar PV | Solar PV | Capacity | MW | 107.7 | 107.7 | 107.7 | 107.7 | 107.7 | 107.7 | 107.7
Case A Flat-Cap Scenario | NH | Onshore Wind | Onshore Wind | Onshore Wind | Capacity | MW | 212.4 | 212.4 | 212.4 | 212.4 | 212.4 | 212.4 | 212.4
Case A Flat-Cap Scenario | NH | Battery Storage | Battery Storage | Battery Storage | Capacity | MW | 0 | 0 | 0 | 0 | 0 | 0 | 0
Case A Flat-Cap Scenario | NH | Other RE | Other RE | Other RE | Capacity | MW | 310.642 | 26.991 | 26.991 | 26.991 | 26.991 | 26.991 | 26.991
Case A Flat-Cap Scenario | NH | Combined Cycle | New Combined Cycle | New Combined Cycle | Capacity | MW | 0 | 0 | 0 | 0 | 0 | 0 | 0
Case A Flat-Cap Scenario | NH | Combustion Turbine | New Combustion Turbine | New Combustion Turbine | Capacity | MW | 0 | 0 | 0 | 0 | 0 | 0 | 0
Case A Flat-Cap Scenario | NH | Other | New Other | New Other | Capacity | MW | 0 | 0 | 0 | 0 | 0 | 0 | 0
Case A Flat-Cap Scenario | NH | Other RE | New Other RE | New Other RE | Capacity | MW | 0 | 0 | 0 | 0 | 0 | 0 | 0
Case A Flat-Cap Scenario | NH | Solar PV | New Solar PV | New Solar PV | Capacity | MW | 0 | 0 | 0 | 0 | 0 | 0 | 0
Case A Flat-Cap Scenario | NH | Onshore Wind | New Onshore Wind | New Onshore Wind | Capacity | MW | 0 | 0 | 0 | 0 | 0 | 0 | 0
Case A Flat-Cap Scenario | NH | Offshore Wind | New Offshore Wind | New Offshore Wind | Capacity | MW | 0 | 0 | 0 | 0 | 0 | 0 | 0
Case A Flat-Cap Scenario | NH | Battery Storage | New Battery Storage | New Battery Storage | Capacity | MW | 0 | 0 | 0 | 0 | 0 | 0 | 0
Case A Flat-Cap Scenario | NH | Solar PV | New Solar PV | New Paired Solar PV | Capacity | MW | 0 | 0 | 0 | 0 | 0 | 0 | 0
Case A Flat-Cap Scenario | NH | Battery Storage | New Battery Storage | New Paired Battery Storage | Capacity | MW | 0 | 0 | 0 | 0 | 0 | 0 | 0
Case A Flat-Cap Scenario | NH | Hydrogen | New Hydrogen | New H2 CC | Capacity | MW | 0 | 0 | 0 | 0 | 0 | 0 | 0
Case A Flat-Cap Scenario | NH | Hydrogen | New Hydrogen | New H2 CT | Capacity | MW | 0 | 0 | 0 | 0 | 0 | 0 | 0
Case A Flat-Cap Scenario | NH | Retire Coal | Retire Coal | Retire Coal | Capacity | MW | 0 | 518.856 | 518.856 | 518.856 | 518.856 | 518.856 | 518.856
Case A Flat-Cap Scenario | NH | Retire Combined Cycle | Retire Combined Cycle | Retire Combined Cycle | Capacity | MW | 0 | 0 | 0 | 0 | 0 | 0 | 0
Case A Flat-Cap Scenario | NH | Retire Combustion Turbine | Retire Combustion Turbine | Retire Combustion Turbine | Capacity | MW | 0 | 0 | 0 | 0 | 0 | 0 | 0
Case A Flat-Cap Scenario | NH | Retire Oil/Gas | Retire Oil/Gas | Retire Oil/Gas | Capacity | MW | 0 | 293.1798 | 293.1798 | 293.1798 | 293.1798 | 293.1798 | 293.1798
Case A Flat-Cap Scenario | NH | Retire Other | Retire Other | Retire Other | Capacity | MW | 0 | 283.651 | 283.651 | 283.651 | 283.651 | 283.651 | 283.651
Case A Flat-Cap Scenario | NH | Retire Nuclear | Retire Nuclear | Retire Nuclear | Capacity | MW | 0 | 0 | 0 | 0 | 0 | 0 | 0
Case A Flat-Cap Scenario | NJ | Coal | Coal | Coal | Capacity | MW | 0 | 0 | 0 | 0 | 0 | 0 | 0
Case A Flat-Cap Scenario | NJ | Coal with CCS | Coal with CCS | Coal with CCS | Capacity | MW | 0 | 0 | 0 | 0 | 0 | 0 | 0
Case A Flat-Cap Scenario | NJ | Combined Cycle | Combined Cycle | Combined Cycle | Capacity | MW | 7360.779 | 7360.779 | 7360.779 | 7360.779 | 7360.779 | 7360.779 | 7360.779
Case A Flat-Cap Scenario | NJ | Combustion Turbine | Combustion Turbine | Combustion Turbine | Capacity | MW | 1953.08 | 1953.08 | 1953.08 | 1953.08 | 1953.08 | 1953.08 | 1953.08
Case A Flat-Cap Scenario | NJ | Oil/Gas | Oil/Gas | Oil/Gas | Capacity | MW | 0.6 | 0.6 | 0.6 | 0.6 | 0.6 | 0.6 | 0.6
Case A Flat-Cap Scenario | NJ | Other | Other | Other | Capacity | MW | 0 | 0 | 0 | 0 | 0 | 0 | 0
Case A Flat-Cap Scenario | NJ | Nuclear | Nuclear | Nuclear | Capacity | MW | 3500 | 3500 | 3500 | 3500 | 2326 | 1659.94 | 1419.3762
Case A Flat-Cap Scenario | NJ | Hydro | Hydro | Hydro | Capacity | MW | 404.8 | 404.8 | 404.8 | 404.8 | 404.8 | 404.8 | 404.8
Case A Flat-Cap Scenario | NJ | Solar PV | Solar PV | Solar PV | Capacity | MW | 1409.281 | 1739.581 | 1739.581 | 1739.581 | 1739.581 | 1739.581 | 1739.581
Case A Flat-Cap Scenario | NJ | Onshore Wind | Onshore Wind | Onshore Wind | Capacity | MW | 9 | 9 | 9 | 9 | 9 | 9 | 9
Case A Flat-Cap Scenario | NJ | Battery Storage | Battery Storage | Battery Storage | Capacity | MW | 145.3 | 195.3 | 195.3 | 195.3 | 195.3 | 195.3 | 195.3
Case A Flat-Cap Scenario | NJ | Other RE | Other RE | Other RE | Capacity | MW | 251.331 | 218.875 | 210.875 | 210.875 | 210.875 | 210.875 | 210.875
Case A Flat-Cap Scenario | NJ | Combined Cycle | New Combined Cycle | New Combined Cycle | Capacity | MW | 0 | 0 | 0 | 0 | 0 | 0 | 0
Case A Flat-Cap Scenario | NJ | Combustion Turbine | New Combustion Turbine | New Combustion Turbine | Capacity | MW | 0 | 0 | 0 | 0 | 0 | 0 | 0
Case A Flat-Cap Scenario | NJ | Other | New Other | New Other | Capacity | MW | 0 | 0 | 0 | 0 | 0 | 0 | 0
Case A Flat-Cap Scenario | NJ | Other RE | New Other RE | New Other RE | Capacity | MW | 0 | 0 | 0 | 0 | 0 | 0 | 0
Case A Flat-Cap Scenario | NJ | Solar PV | New Solar PV | New Solar PV | Capacity | MW | 0 | 0 | 0 | 0 | 0 | 0 | 5437.1164
Case A Flat-Cap Scenario | NJ | Onshore Wind | New Onshore Wind | New Onshore Wind | Capacity | MW | 0 | 0 | 0 | 0 | 0 | 0 | 0
Case A Flat-Cap Scenario | NJ | Offshore Wind | New Offshore Wind | New Offshore Wind | Capacity | MW | 0 | 0 | 1148 | 4890 | 4890 | 4890 | 4890
Case A Flat-Cap Scenario | NJ | Battery Storage | New Battery Storage | New Battery Storage | Capacity | MW | 0 | 0 | 0 | 0 | 0 | 0 | 0
Case A Flat-Cap Scenario | NJ | Solar PV | New Solar PV | New Paired Solar PV | Capacity | MW | 0 | 0 | 0 | 0 | 0 | 0 | 0
Case A Flat-Cap Scenario | NJ | Battery Storage | New Battery Storage | New Paired Battery Storage | Capacity | MW | 0 | 0 | 0 | 0 | 0 | 0 | 0
Case A Flat-Cap Scenario | NJ | Hydrogen | New Hydrogen | New H2 CC | Capacity | MW | 0 | 0 | 0 | 0 | 0 | 0 | 0
Case A Flat-Cap Scenario | NJ | Hydrogen | New Hydrogen | New H2 CT | Capacity | MW | 0 | 0 | 0 | 0 | 0 | 0 | 0
Case A Flat-Cap Scenario | NJ | Retire Coal | Retire Coal | Retire Coal | Capacity | MW | 0 | 0 | 0 | 0 | 0 | 0 | 0
Case A Flat-Cap Scenario | NJ | Retire Combined Cycle | Retire Combined Cycle | Retire Combined Cycle | Capacity | MW | 0 | 0 | 0 | 0 | 0 | 0 | 0
Case A Flat-Cap Scenario | NJ | Retire Combustion Turbine | Retire Combustion Turbine | Retire Combustion Turbine | Capacity | MW | 0 | 0 | 0 | 0 | 0 | 0 | 0
Case A Flat-Cap Scenario | NJ | Retire Oil/Gas | Retire Oil/Gas | Retire Oil/Gas | Capacity | MW | 0 | 0 | 0 | 0 | 0 | 0 | 0
Case A Flat-Cap Scenario | NJ | Retire Other | Retire Other | Retire Other | Capacity | MW | 0 | 32.456 | 40.456 | 40.456 | 40.456 | 40.456 | 40.456
Case A Flat-Cap Scenario | NJ | Retire Nuclear | Retire Nuclear | Retire Nuclear | Capacity | MW | 0 | 0 | 0 | 0 | 1174 | 1840.06 | 2080.6238
Case A Flat-Cap Scenario | NY | Coal | Coal | Coal | Capacity | MW | 0 | 0 | 0 | 0 | 0 | 0 | 0
Case A Flat-Cap Scenario | NY | Coal with CCS | Coal with CCS | Coal with CCS | Capacity | MW | 0 | 0 | 0 | 0 | 0 | 0 | 0
Case A Flat-Cap Scenario | NY | Combined Cycle | Combined Cycle | Combined Cycle | Capacity | MW | 11182.063 | 11182.063 | 11182.063 | 11182.0539 | 11181.7949 | 11181.7949 | 11134.0396
Case A Flat-Cap Scenario | NY | Combustion Turbine | Combustion Turbine | Combustion Turbine | Capacity | MW | 4073.342 | 3464.642 | 3464.642 | 3464.642 | 3464.642 | 3464.642 | 3464.642
Case A Flat-Cap Scenario | NY | Oil/Gas | Oil/Gas | Oil/Gas | Capacity | MW | 10861.2 | 8713.7179 | 8713.7179 | 8713.7179 | 8713.7179 | 8713.7179 | 7404.3324
Case A Flat-Cap Scenario | NY | Other | Other | Other | Capacity | MW | 150 | 150 | 150 | 150 | 150 | 150 | 150
Case A Flat-Cap Scenario | NY | Nuclear | Nuclear | Nuclear | Capacity | MW | 3333.6 | 3333.6 | 3333.6 | 3333.6 | 3333.6 | 3333.6 | 3333.6
Case A Flat-Cap Scenario | NY | Hydro | Hydro | Hydro | Capacity | MW | 5704.745 | 5704.745 | 5704.745 | 5704.745 | 5704.745 | 5704.745 | 5704.745
Case A Flat-Cap Scenario | NY | Solar PV | Solar PV | Solar PV | Capacity | MW | 9090.156 | 9838.156 | 9838.156 | 9838.156 | 9838.156 | 9838.156 | 9838.156
Case A Flat-Cap Scenario | NY | Onshore Wind | Onshore Wind | Onshore Wind | Capacity | MW | 3804.472 | 3804.472 | 3804.472 | 3804.472 | 3804.472 | 3804.472 | 3804.472
Case A Flat-Cap Scenario | NY | Offshore Wind | Offshore Wind | Offshore Wind | Capacity | MW | 136 | 1876 | 1876 | 1876 | 1876 | 1876 | 1876
Case A Flat-Cap Scenario | NY | Battery Storage | Battery Storage | Battery Storage | Capacity | MW | 415 | 1492 | 1492 | 1492 | 1492 | 1492 | 1492
Case A Flat-Cap Scenario | NY | Other RE | Other RE | Other RE | Capacity | MW | 516.165 | 292.639 | 292.639 | 292.639 | 292.639 | 292.639 | 292.639
Case A Flat-Cap Scenario | NY | Combined Cycle | New Combined Cycle | New Combined Cycle | Capacity | MW | 0 | 0 | 0 | 0 | 0 | 523.1178 | 1546.8173
Case A Flat-Cap Scenario | NY | Combustion Turbine | New Combustion Turbine | New Combustion Turbine | Capacity | MW | 0 | 0 | 0 | 0 | 0 | 0 | 0
Case A Flat-Cap Scenario | NY | Other | New Other | New Other | Capacity | MW | 0 | 0 | 0 | 0 | 0 | 0 | 0
Case A Flat-Cap Scenario | NY | Other RE | New Other RE | New Other RE | Capacity | MW | 0 | 0 | 0 | 0 | 0 | 0 | 0
Case A Flat-Cap Scenario | NY | Solar PV | New Solar PV | New Solar PV | Capacity | MW | 0 | 0 | 0 | 0 | 0 | 0 | 0
Case A Flat-Cap Scenario | NY | Onshore Wind | New Onshore Wind | New Onshore Wind | Capacity | MW | 0 | 0 | 81.6159 | 81.6159 | 81.6159 | 81.6159 | 7581.6159
Case A Flat-Cap Scenario | NY | Offshore Wind | New Offshore Wind | New Offshore Wind | Capacity | MW | 0 | 0 | 0 | 0 | 0 | 0 | 0
Case A Flat-Cap Scenario | NY | Battery Storage | New Battery Storage | New Battery Storage | Capacity | MW | 0 | 3818.5296 | 6662.8765 | 8955.4978 | 10944.0583 | 10944.0583 | 10944.0583
Case A Flat-Cap Scenario | NY | Solar PV | New Solar PV | New Paired Solar PV | Capacity | MW | 0 | 0 | 0 | 0 | 0 | 0 | 0
Case A Flat-Cap Scenario | NY | Battery Storage | New Battery Storage | New Paired Battery Storage | Capacity | MW | 0 | 0 | 0 | 0 | 0 | 0 | 0
Case A Flat-Cap Scenario | NY | Hydrogen | New Hydrogen | New H2 CC | Capacity | MW | 0 | 0 | 0 | 0 | 0 | 0 | 0
Case A Flat-Cap Scenario | NY | Hydrogen | New Hydrogen | New H2 CT | Capacity | MW | 0 | 0 | 0 | 0 | 0 | 0 | 0
Case A Flat-Cap Scenario | NY | Retire Coal | Retire Coal | Retire Coal | Capacity | MW | 0 | 0 | 0 | 0 | 0 | 0 | 0
Case A Flat-Cap Scenario | NY | Retire Combined Cycle | Retire Combined Cycle | Retire Combined Cycle | Capacity | MW | 0 | 0 | 0 | 0 | 0 | 0 | 47.7553
Case A Flat-Cap Scenario | NY | Retire Combustion Turbine | Retire Combustion Turbine | Retire Combustion Turbine | Capacity | MW | 0 | 0 | 0 | 0 | 0 | 0 | 0
Case A Flat-Cap Scenario | NY | Retire Oil/Gas | Retire Oil/Gas | Retire Oil/Gas | Capacity | MW | 0 | 2147.4821 | 2147.4821 | 2147.4821 | 2147.4821 | 2147.4821 | 3456.8676
Case A Flat-Cap Scenario | NY | Retire Other | Retire Other | Retire Other | Capacity | MW | 0 | 223.526 | 223.526 | 223.526 | 223.526 | 223.526 | 223.526
Case A Flat-Cap Scenario | NY | Retire Nuclear | Retire Nuclear | Retire Nuclear | Capacity | MW | 0 | 0 | 0 | 0 | 0 | 0 | 0
Case A Flat-Cap Scenario | RI | Coal | Coal | Coal | Capacity | MW | 0 | 0 | 0 | 0 | 0 | 0 | 0
Case A Flat-Cap Scenario | RI | Coal with CCS | Coal with CCS | Coal with CCS | Capacity | MW | 0 | 0 | 0 | 0 | 0 | 0 | 0
Case A Flat-Cap Scenario | RI | Combined Cycle | Combined Cycle | Combined Cycle | Capacity | MW | 1812.772 | 1812.772 | 1812.772 | 1812.772 | 1812.772 | 1812.772 | 1812.772
Case A Flat-Cap Scenario | RI | Combustion Turbine | Combustion Turbine | Combustion Turbine | Capacity | MW | 9.56 | 3.96 | 3.96 | 3.96 | 3.96 | 3.96 | 3.96
Case A Flat-Cap Scenario | RI | Oil/Gas | Oil/Gas | Oil/Gas | Capacity | MW | 0 | 0 | 0 | 0 | 0 | 0 | 0
Case A Flat-Cap Scenario | RI | Other | Other | Other | Capacity | MW | 0 | 0 | 0 | 0 | 0 | 0 | 0
Case A Flat-Cap Scenario | RI | Nuclear | Nuclear | Nuclear | Capacity | MW | 0 | 0 | 0 | 0 | 0 | 0 | 0
Case A Flat-Cap Scenario | RI | Hydro | Hydro | Hydro | Capacity | MW | 3.156 | 3.156 | 3.156 | 3.156 | 3.156 | 3.156 | 3.156
Case A Flat-Cap Scenario | RI | Solar PV | Solar PV | Solar PV | Capacity | MW | 244.8 | 244.8 | 244.8 | 244.8 | 244.8 | 244.8 | 244.8
Case A Flat-Cap Scenario | RI | Onshore Wind | Onshore Wind | Onshore Wind | Capacity | MW | 54.5 | 54.5 | 54.5 | 54.5 | 54.5 | 54.5 | 54.5
Case A Flat-Cap Scenario | RI | Battery Storage | Battery Storage | Battery Storage | Capacity | MW | 0 | 0 | 0 | 0 | 0 | 0 | 0
Case A Flat-Cap Scenario | RI | Other RE | Other RE | Other RE | Capacity | MW | 55.543 | 53.863 | 53.863 | 53.863 | 53.863 | 53.863 | 53.863
Case A Flat-Cap Scenario | RI | Combined Cycle | New Combined Cycle | New Combined Cycle | Capacity | MW | 0 | 0 | 0 | 0 | 0 | 0 | 0
Case A Flat-Cap Scenario | RI | Combustion Turbine | New Combustion Turbine | New Combustion Turbine | Capacity | MW | 0 | 0 | 0 | 0 | 0 | 0 | 0
Case A Flat-Cap Scenario | RI | Other | New Other | New Other | Capacity | MW | 0 | 0 | 0 | 0 | 0 | 0 | 0
Case A Flat-Cap Scenario | RI | Other RE | New Other RE | New Other RE | Capacity | MW | 0 | 0 | 0 | 0 | 0 | 0 | 0
Case A Flat-Cap Scenario | RI | Solar PV | New Solar PV | New Solar PV | Capacity | MW | 0 | 0 | 0 | 0 | 0 | 0 | 5773.1598
Case A Flat-Cap Scenario | RI | Onshore Wind | New Onshore Wind | New Onshore Wind | Capacity | MW | 0 | 0 | 0 | 0 | 0 | 0 | 0
Case A Flat-Cap Scenario | RI | Offshore Wind | New Offshore Wind | New Offshore Wind | Capacity | MW | 430 | 430 | 430 | 430 | 430 | 430 | 430
Case A Flat-Cap Scenario | RI | Battery Storage | New Battery Storage | New Battery Storage | Capacity | MW | 0 | 0 | 0 | 0 | 0 | 0 | 0
Case A Flat-Cap Scenario | RI | Solar PV | New Solar PV | New Paired Solar PV | Capacity | MW | 0 | 0 | 0 | 0 | 0 | 107.3704 | 334.2106
Case A Flat-Cap Scenario | RI | Battery Storage | New Battery Storage | New Paired Battery Storage | Capacity | MW | 0 | 0 | 0 | 0 | 0 | 64.4222 | 200.5264
Case A Flat-Cap Scenario | RI | Hydrogen | New Hydrogen | New H2 CC | Capacity | MW | 0 | 0 | 0 | 0 | 0 | 0 | 0
Case A Flat-Cap Scenario | RI | Hydrogen | New Hydrogen | New H2 CT | Capacity | MW | 0 | 0 | 0 | 0 | 0 | 0 | 0
Case A Flat-Cap Scenario | RI | Retire Coal | Retire Coal | Retire Coal | Capacity | MW | 0 | 0 | 0 | 0 | 0 | 0 | 0
Case A Flat-Cap Scenario | RI | Retire Combined Cycle | Retire Combined Cycle | Retire Combined Cycle | Capacity | MW | 0 | 0 | 0 | 0 | 0 | 0 | 0
Case A Flat-Cap Scenario | RI | Retire Combustion Turbine | Retire Combustion Turbine | Retire Combustion Turbine | Capacity | MW | 0 | 5.6 | 5.6 | 5.6 | 5.6 | 5.6 | 5.6
Case A Flat-Cap Scenario | RI | Retire Oil/Gas | Retire Oil/Gas | Retire Oil/Gas | Capacity | MW | 0 | 0 | 0 | 0 | 0 | 0 | 0
Case A Flat-Cap Scenario | RI | Retire Other | Retire Other | Retire Other | Capacity | MW | 0 | 1.68 | 1.68 | 1.68 | 1.68 | 1.68 | 1.68
Case A Flat-Cap Scenario | RI | Retire Nuclear | Retire Nuclear | Retire Nuclear | Capacity | MW | 0 | 0 | 0 | 0 | 0 | 0 | 0
Case A Flat-Cap Scenario | VT | Coal | Coal | Coal | Capacity | MW | 0 | 0 | 0 | 0 | 0 | 0 | 0
Case A Flat-Cap Scenario | VT | Coal with CCS | Coal with CCS | Coal with CCS | Capacity | MW | 0 | 0 | 0 | 0 | 0 | 0 | 0
Case A Flat-Cap Scenario | VT | Combined Cycle | Combined Cycle | Combined Cycle | Capacity | MW | 0 | 0 | 0 | 0 | 0 | 0 | 0
Case A Flat-Cap Scenario | VT | Combustion Turbine | Combustion Turbine | Combustion Turbine | Capacity | MW | 141.839 | 127.794 | 127.794 | 127.794 | 127.794 | 127.794 | 127.794
Case A Flat-Cap Scenario | VT | Oil/Gas | Oil/Gas | Oil/Gas | Capacity | MW | 0 | 0 | 0 | 0 | 0 | 0 | 0
Case A Flat-Cap Scenario | VT | Other | Other | Other | Capacity | MW | 0 | 0 | 0 | 0 | 0 | 0 | 0
Case A Flat-Cap Scenario | VT | Nuclear | Nuclear | Nuclear | Capacity | MW | 0 | 0 | 0 | 0 | 0 | 0 | 0
Case A Flat-Cap Scenario | VT | Hydro | Hydro | Hydro | Capacity | MW | 319.202 | 319.202 | 319.202 | 319.202 | 319.202 | 319.202 | 319.202
Case A Flat-Cap Scenario | VT | Solar PV | Solar PV | Solar PV | Capacity | MW | 140.52 | 230.52 | 230.52 | 230.52 | 230.52 | 230.52 | 230.52
Case A Flat-Cap Scenario | VT | Onshore Wind | Onshore Wind | Onshore Wind | Capacity | MW | 151.2 | 151.2 | 151.2 | 151.2 | 151.2 | 151.2 | 151.2
Case A Flat-Cap Scenario | VT | Battery Storage | Battery Storage | Battery Storage | Capacity | MW | 0 | 0 | 0 | 0 | 0 | 0 | 0
Case A Flat-Cap Scenario | VT | Other RE | Other RE | Other RE | Capacity | MW | 75.7 | 3.7 | 3.7 | 3.7 | 3.7 | 3.7 | 3.7
Case A Flat-Cap Scenario | VT | Combined Cycle | New Combined Cycle | New Combined Cycle | Capacity | MW | 0 | 0 | 0 | 0 | 0 | 0 | 0
Case A Flat-Cap Scenario | VT | Combustion Turbine | New Combustion Turbine | New Combustion Turbine | Capacity | MW | 0 | 0 | 0 | 0 | 0 | 0 | 0
Case A Flat-Cap Scenario | VT | Other | New Other | New Other | Capacity | MW | 0 | 0 | 0 | 0 | 0 | 0 | 0
Case A Flat-Cap Scenario | VT | Other RE | New Other RE | New Other RE | Capacity | MW | 0 | 0 | 0 | 0 | 0 | 0 | 0
Case A Flat-Cap Scenario | VT | Solar PV | New Solar PV | New Solar PV | Capacity | MW | 0 | 0 | 0 | 0 | 0 | 0 | 0
Case A Flat-Cap Scenario | VT | Onshore Wind | New Onshore Wind | New Onshore Wind | Capacity | MW | 0 | 0 | 750.4635 | 3292 | 5993.3719 | 5993.3719 | 6014
Case A Flat-Cap Scenario | VT | Offshore Wind | New Offshore Wind | New Offshore Wind | Capacity | MW | 0 | 0 | 0 | 0 | 0 | 0 | 0
Case A Flat-Cap Scenario | VT | Battery Storage | New Battery Storage | New Battery Storage | Capacity | MW | 0 | 0 | 0 | 0 | 0 | 0 | 0
Case A Flat-Cap Scenario | VT | Solar PV | New Solar PV | New Paired Solar PV | Capacity | MW | 0 | 0 | 0 | 0 | 0 | 1151.0976 | 1771.2631
Case A Flat-Cap Scenario | VT | Battery Storage | New Battery Storage | New Paired Battery Storage | Capacity | MW | 0 | 0 | 0 | 0 | 0 | 690.6585 | 1062.7579
Case A Flat-Cap Scenario | VT | Hydrogen | New Hydrogen | New H2 CC | Capacity | MW | 0 | 0 | 0 | 0 | 0 | 0 | 0
Case A Flat-Cap Scenario | VT | Hydrogen | New Hydrogen | New H2 CT | Capacity | MW | 0 | 0 | 0 | 0 | 0 | 0 | 0
Case A Flat-Cap Scenario | VT | Retire Coal | Retire Coal | Retire Coal | Capacity | MW | 0 | 0 | 0 | 0 | 0 | 0 | 0
Case A Flat-Cap Scenario | VT | Retire Combined Cycle | Retire Combined Cycle | Retire Combined Cycle | Capacity | MW | 0 | 0 | 0 | 0 | 0 | 0 | 0
Case A Flat-Cap Scenario | VT | Retire Combustion Turbine | Retire Combustion Turbine | Retire Combustion Turbine | Capacity | MW | 0 | 0 | 0 | 0 | 0 | 0 | 0
Case A Flat-Cap Scenario | VT | Retire Oil/Gas | Retire Oil/Gas | Retire Oil/Gas | Capacity | MW | 0 | 0 | 0 | 0 | 0 | 0 | 0
Case A Flat-Cap Scenario | VT | Retire Other | Retire Other | Retire Other | Capacity | MW | 0 | 72 | 72 | 72 | 72 | 72 | 72
Case A Flat-Cap Scenario | VT | Retire Nuclear | Retire Nuclear | Retire Nuclear | Capacity | MW | 0 | 0 | 0 | 0 | 0 | 0 | 0
Case A Flat-Cap Scenario | NY | Imports | Imports Zone D (HQ) | 122739 | Capacity | MW | 1485 | 1485 | 1485 | 1485 | 1485 | 1485 | 1485
Case A Flat-Cap Scenario | NY | Imports | Imports Zone J (CHPE) | 122738 | Capacity | MW | 0 | 1250 | 1250 | 1250 | 1250 | 1250 | 1250
Case A Flat-Cap Scenario | MA | Imports | Clean Energy Connect Import | 4390 | Capacity | MW | 0 | 1200 | 1200 | 1200 | 1200 | 1200 | 1200
Case A Flat-Cap Scenario | CT | Imports | Imports |  | Capacity | MW | 0 | 0 | 0 | 0 | 0 | 0 | 0
Case A Flat-Cap Scenario | DE | Imports | Imports |  | Capacity | MW | 0 | 0 | 0 | 0 | 0 | 0 | 0
Case A Flat-Cap Scenario | ME | Imports | Imports |  | Capacity | MW | 0 | 0 | 0 | 0 | 0 | 0 | 0
Case A Flat-Cap Scenario | MD | Imports | Imports |  | Capacity | MW | 0 | 0 | 0 | 0 | 0 | 0 | 0
Case A Flat-Cap Scenario | NH | Imports | Imports |  | Capacity | MW | 0 | 0 | 0 | 0 | 0 | 0 | 0
Case A Flat-Cap Scenario | NJ | Imports | Imports |  | Capacity | MW | 0 | 0 | 0 | 0 | 0 | 0 | 0
Case A Flat-Cap Scenario | RI | Imports | Imports |  | Capacity | MW | 0 | 0 | 0 | 0 | 0 | 0 | 0
Case A Flat-Cap Scenario | VT | Imports | Imports |  | Capacity | MW | 0 | 0 | 0 | 0 | 0 | 0 | 0
Case A Flat-Cap Scenario | 10-State Contributions | Imports | Imports Zone D (HQ) | 122739 | Capacity | MW | 1485 | 1485 | 1485 | 1485 | 1485 | 1485 | 1485
Case A Flat-Cap Scenario | 10-State Contributions | Imports | Imports Zone J (CHPE) | 122738 | Capacity | MW | 0 | 1250 | 1250 | 1250 | 1250 | 1250 | 1250
Case A Flat-Cap Scenario | 10-State Contributions | Imports | Clean Energy Connect Import | 4390 | Capacity | MW | 0 | 1200 | 1200 | 1200 | 1200 | 1200 | 1200
Case A Flat-Cap Scenario | CT | Coal | Coal | Coal | Generation | GWh | 0 | 0 | 0 | 0 | 0 | 0 | 0
Case A Flat-Cap Scenario | CT | Coal with CCS | Coal with CCS | Coal with CCS | Generation | GWh | 0 | 0 | 0 | 0 | 0 | 0 | 0
Case A Flat-Cap Scenario | CT | Combined Cycle | Combined Cycle | Combined Cycle | Generation | GWh | 18672.9462 | 19196.7415 | 17220.0855 | 14454.8386 | 11058.594 | 11072.9429 | 6833.5942
Case A Flat-Cap Scenario | CT | Combustion Turbine | Combustion Turbine | Combustion Turbine | Generation | GWh | 0 | 0 | 0 | 0 | 0 | 0 | 0
Case A Flat-Cap Scenario | CT | Oil/Gas | Oil/Gas | Oil/Gas | Generation | GWh | 0 | 0 | 0 | 0 | 0 | 0 | 0
Case A Flat-Cap Scenario | CT | Other | Other | Other | Generation | GWh | 49.056 | 49.056 | 49.056 | 49.056 | 49.056 | 49.056 | 49.056
Case A Flat-Cap Scenario | CT | Nuclear | Nuclear | Nuclear | Generation | GWh | 16661.5627 | 16661.5627 | 16661.5627 | 16661.5627 | 16661.5627 | 16661.5627 | 16661.5627
Case A Flat-Cap Scenario | CT | Hydro | Hydro | Hydro | Generation | GWh | 537.4562 | 537.9533 | 537.4624 | 537.9533 | 538.9373 | 539.6333 | 539.4784
Case A Flat-Cap Scenario | CT | Solar PV | Solar PV | Solar PV | Generation | GWh | 902.3652 | 902.3652 | 902.3652 | 902.3652 | 902.0602 | 902.3387 | 901.9323
Case A Flat-Cap Scenario | CT | Onshore Wind | Onshore Wind | Onshore Wind | Generation | GWh | 14.4408 | 14.4408 | 14.4408 | 14.4408 | 14.4408 | 14.4408 | 14.4408
Case A Flat-Cap Scenario | CT | Battery Storage | Battery Storage | Battery Storage | Generation | GWh | 0 | 2.5338 | 17.7309 | 20.3267 | 12.9352 | 53.1744 | 108.7991
Case A Flat-Cap Scenario | CT | Other RE | Other RE | Other RE | Generation | GWh | 1834.9353 | 1748.8533 | 1748.8533 | 1748.8533 | 1748.8533 | 1748.8533 | 1759.9499
Case A Flat-Cap Scenario | CT | Combined Cycle | New Combined Cycle | New Combined Cycle | Generation | GWh | 0 | 0 | 0 | 0 | 0 | 177.5337 | 177.5337
Case A Flat-Cap Scenario | CT | Combustion Turbine | New Combustion Turbine | New Combustion Turbine | Generation | GWh | 0 | 0 | 0 | 0 | 0 | 0 | 0
Case A Flat-Cap Scenario | CT | Other | New Other | New Other | Generation | GWh | 0 | 0 | 0 | 0 | 0 | 0 | 0
Case A Flat-Cap Scenario | CT | Other RE | New Other RE | New Other RE | Generation | GWh | 0 | 0 | 0 | 0 | 0 | 0 | 0
Case A Flat-Cap Scenario | CT | Solar PV | New Solar PV | New Solar PV | Generation | GWh | 0 | 0 | 0 | 0 | 0 | 0 | 1289.8173
Case A Flat-Cap Scenario | CT | Onshore Wind | New Onshore Wind | New Onshore Wind | Generation | GWh | 0 | 0 | 0 | 0 | 0 | 0 | 0
Case A Flat-Cap Scenario | CT | Offshore Wind | New Offshore Wind | New Offshore Wind | Generation | GWh | 418.3982 | 1251.6288 | 1251.6288 | 1251.6288 | 1251.6288 | 1251.6288 | 1251.6288
Case A Flat-Cap Scenario | CT | Battery Storage | New Battery Storage | New Battery Storage | Generation | GWh | 0 | 0 | 0 | 0 | 0 | 0 | 0
Case A Flat-Cap Scenario | CT | Solar PV | New Solar PV | New Paired Solar PV | Generation | GWh | 0 | 0 | 0 | 0 | 0 | 0 | 0
Case A Flat-Cap Scenario | CT | Battery Storage | New Battery Storage | New Paired Battery Storage | Generation | GWh | 0 | 0 | 0 | 0 | 0 | 0 | 0
Case A Flat-Cap Scenario | CT | Hydrogen | New Hydrogen | New H2 CC | Generation | GWh | 0 | 0 | 0 | 0 | 0 | 0 | 0
Case A Flat-Cap Scenario | CT | Hydrogen | New Hydrogen | New H2 CT | Generation | GWh | 0 | 0 | 0 | 0 | 0 | 0 | 0
Case A Flat-Cap Scenario | DE | Coal | Coal | Coal | Generation | GWh | 279 | 0 | 0 | 0 | 0 | 0 | 0
Case A Flat-Cap Scenario | DE | Coal with CCS | Coal with CCS | Coal with CCS | Generation | GWh | 0 | 0 | 0 | 0 | 0 | 0 | 0
Case A Flat-Cap Scenario | DE | Combined Cycle | Combined Cycle | Combined Cycle | Generation | GWh | 5004.5902 | 3348.164 | 3452.0445 | 3216.8993 | 3377.1072 | 3601.0938 | 2249.3374
Case A Flat-Cap Scenario | DE | Combustion Turbine | Combustion Turbine | Combustion Turbine | Generation | GWh | 28.16 | 28.16 | 30.03 | 125.63 | 65.288 | 10.67 | 30.03
Case A Flat-Cap Scenario | DE | Oil/Gas | Oil/Gas | Oil/Gas | Generation | GWh | 43.7224 | 40.5296 | 40.5296 | 43.4267 | 40.5296 | 40.5296 | 17.0504
Case A Flat-Cap Scenario | DE | Other | Other | Other | Generation | GWh | 0 | 0 | 0 | 0 | 0 | 0 | 0
Case A Flat-Cap Scenario | DE | Nuclear | Nuclear | Nuclear | Generation | GWh | 0 | 0 | 0 | 0 | 0 | 0 | 0
Case A Flat-Cap Scenario | DE | Hydro | Hydro | Hydro | Generation | GWh | 0 | 0 | 0 | 0 | 0 | 0 | 0
Case A Flat-Cap Scenario | DE | Solar PV | Solar PV | Solar PV | Generation | GWh | 551.5145 | 551.5145 | 551.5145 | 551.5145 | 551.5145 | 551.5145 | 551.5145
Case A Flat-Cap Scenario | DE | Onshore Wind | Onshore Wind | Onshore Wind | Generation | GWh | 5.3733 | 5.3733 | 5.3733 | 5.3733 | 5.3733 | 5.3733 | 5.3733
Case A Flat-Cap Scenario | DE | Battery Storage | Battery Storage | Battery Storage | Generation | GWh | 0 | 0 | 0 | 0 | 0 | 0 | 0
Case A Flat-Cap Scenario | DE | Other RE | Other RE | Other RE | Generation | GWh | 43.173 | 43.173 | 43.173 | 43.173 | 43.173 | 44.508 | 55.0011
Case A Flat-Cap Scenario | DE | Combined Cycle | New Combined Cycle | New Combined Cycle | Generation | GWh | 0 | 0 | 3656.0678 | 1580.304 | 4274.1027 | 4274.1027 | 4274.1027
Case A Flat-Cap Scenario | DE | Combustion Turbine | New Combustion Turbine | New Combustion Turbine | Generation | GWh | 0 | 0 | 0 | 0 | 0 | 0 | 0
Case A Flat-Cap Scenario | DE | Other | New Other | New Other | Generation | GWh | 0 | 0 | 0 | 0 | 0 | 0 | 0
Case A Flat-Cap Scenario | DE | Other RE | New Other RE | New Other RE | Generation | GWh | 0 | 0 | 0 | 0 | 0 | 0 | 0
Case A Flat-Cap Scenario | DE | Solar PV | New Solar PV | New Solar PV | Generation | GWh | 0 | 0 | 0 | 0 | 0 | 0 | 4324.6819
Case A Flat-Cap Scenario | DE | Onshore Wind | New Onshore Wind | New Onshore Wind | Generation | GWh | 0 | 0 | 0 | 0 | 0 | 0 | 0
Case A Flat-Cap Scenario | DE | Offshore Wind | New Offshore Wind | New Offshore Wind | Generation | GWh | 0 | 0 | 0 | 0 | 0 | 0 | 0
Case A Flat-Cap Scenario | DE | Battery Storage | New Battery Storage | New Battery Storage | Generation | GWh | 0 | 0 | 0 | 0 | 0 | 0 | 0
Case A Flat-Cap Scenario | DE | Solar PV | New Solar PV | New Paired Solar PV | Generation | GWh | 0 | 0 | 0 | 0 | 0 | 0 | 0
Case A Flat-Cap Scenario | DE | Battery Storage | New Battery Storage | New Paired Battery Storage | Generation | GWh | 0 | 0 | 0 | 0 | 0 | 0 | 0
Case A Flat-Cap Scenario | DE | Hydrogen | New Hydrogen | New H2 CC | Generation | GWh | 0 | 0 | 0 | 0 | 0 | 0 | 0
Case A Flat-Cap Scenario | DE | Hydrogen | New Hydrogen | New H2 CT | Generation | GWh | 0 | 0 | 0 | 0 | 0 | 0 | 0
Case A Flat-Cap Scenario | ME | Coal | Coal | Coal | Generation | GWh | 0 | 0 | 0 | 0 | 0 | 0 | 0
Case A Flat-Cap Scenario | ME | Coal with CCS | Coal with CCS | Coal with CCS | Generation | GWh | 0 | 0 | 0 | 0 | 0 | 0 | 0
Case A Flat-Cap Scenario | ME | Combined Cycle | Combined Cycle | Combined Cycle | Generation | GWh | 2548.8271 | 1931.3838 | 197.815 | 587.71 | 1193.4942 | 660.1262 | 0
Case A Flat-Cap Scenario | ME | Combustion Turbine | Combustion Turbine | Combustion Turbine | Generation | GWh | 0 | 0 | 0 | 0 | 27.5176 | 0 | 0
Case A Flat-Cap Scenario | ME | Oil/Gas | Oil/Gas | Oil/Gas | Generation | GWh | 0 | 0 | 0 | 0 | 0 | 0 | 0
Case A Flat-Cap Scenario | ME | Other | Other | Other | Generation | GWh | 0 | 0 | 0 | 0 | 0 | 0 | 0
Case A Flat-Cap Scenario | ME | Nuclear | Nuclear | Nuclear | Generation | GWh | 0 | 0 | 0 | 0 | 0 | 0 | 0
Case A Flat-Cap Scenario | ME | Hydro | Hydro | Hydro | Generation | GWh | 2722.6363 | 2722.6363 | 2722.6363 | 2722.6363 | 2722.6363 | 2722.6363 | 1822.2661
Case A Flat-Cap Scenario | ME | Solar PV | Solar PV | Solar PV | Generation | GWh | 1322.9446 | 1432.5937 | 1432.5937 | 1432.5937 | 1432.3857 | 1432.4821 | 1430.2619
Case A Flat-Cap Scenario | ME | Onshore Wind | Onshore Wind | Onshore Wind | Generation | GWh | 3759.48 | 3939.3215 | 3939.3215 | 3939.3215 | 3919.1479 | 3912.2714 | 3293.7225
Case A Flat-Cap Scenario | ME | Battery Storage | Battery Storage | Battery Storage | Generation | GWh | 0.28265 | 0.3402 | 201.3138 | 169.2953 | 237.3331 | 226.2947 | 225.0486
Case A Flat-Cap Scenario | ME | Other RE | Other RE | Other RE | Generation | GWh | 982.1565 | 475.4656 | 301.8241 | 308.3921 | 246.6862 | 307.4498 | 242.5993
Case A Flat-Cap Scenario | ME | Combined Cycle | New Combined Cycle | New Combined Cycle | Generation | GWh | 0 | 0 | 0 | 0 | 0 | 0 | 0
Case A Flat-Cap Scenario | ME | Combustion Turbine | New Combustion Turbine | New Combustion Turbine | Generation | GWh | 0 | 0 | 0 | 0 | 0 | 0 | 56.452
Case A Flat-Cap Scenario | ME | Other | New Other | New Other | Generation | GWh | 0 | 0 | 0 | 0 | 0 | 0 | 0
Case A Flat-Cap Scenario | ME | Other RE | New Other RE | New Other RE | Generation | GWh | 0 | 0 | 0 | 0 | 0 | 0 | 0
Case A Flat-Cap Scenario | ME | Solar PV | New Solar PV | New Solar PV | Generation | GWh | 0 | 0 | 0 | 0 | 0 | 0 | 0
Case A Flat-Cap Scenario | ME | Onshore Wind | New Onshore Wind | New Onshore Wind | Generation | GWh | 0 | 0 | 10136.6276 | 10136.6276 | 10136.6276 | 11548.2216 | 17905.0358
Case A Flat-Cap Scenario | ME | Offshore Wind | New Offshore Wind | New Offshore Wind | Generation | GWh | 51.1276 | 51.1276 | 51.1276 | 51.1276 | 51.1276 | 50.0285 | 41.9092
Case A Flat-Cap Scenario | ME | Battery Storage | New Battery Storage | New Battery Storage | Generation | GWh | 0 | 0 | 0 | 0 | 0 | 0 | 0
Case A Flat-Cap Scenario | ME | Solar PV | New Solar PV | New Paired Solar PV | Generation | GWh | 0 | 0 | 0 | 0 | 0 | 0 | 0
Case A Flat-Cap Scenario | ME | Battery Storage | New Battery Storage | New Paired Battery Storage | Generation | GWh | 0 | 0 | 0 | 0 | 0 | 0 | 0
Case A Flat-Cap Scenario | ME | Hydrogen | New Hydrogen | New H2 CC | Generation | GWh | 0 | 0 | 0 | 0 | 0 | 0 | 0
Case A Flat-Cap Scenario | ME | Hydrogen | New Hydrogen | New H2 CT | Generation | GWh | 0 | 0 | 0 | 0 | 0 | 0 | 0
Case A Flat-Cap Scenario | MD | Coal | Coal | Coal | Generation | GWh | 1905.3196 | 0 | 0 | 0 | 0 | 0 | 0
Case A Flat-Cap Scenario | MD | Coal with CCS | Coal with CCS | Coal with CCS | Generation | GWh | 0 | 0 | 0 | 0 | 0 | 0 | 0
Case A Flat-Cap Scenario | MD | Combined Cycle | Combined Cycle | Combined Cycle | Generation | GWh | 11743.0774 | 9593.4205 | 9629.3844 | 10215.6437 | 11345.0801 | 10292.5599 | 5783.4347
Case A Flat-Cap Scenario | MD | Combustion Turbine | Combustion Turbine | Combustion Turbine | Generation | GWh | 63.8591 | 16.0212 | 50.6006 | 46.4639 | 56.0241 | 19.4399 | 31.2662
Case A Flat-Cap Scenario | MD | Oil/Gas | Oil/Gas | Oil/Gas | Generation | GWh | 0 | 0 | 0 | 0 | 0 | 0 | 0
Case A Flat-Cap Scenario | MD | Other | Other | Other | Generation | GWh | 0 | 0 | 0 | 0 | 0 | 0 | 0
Case A Flat-Cap Scenario | MD | Nuclear | Nuclear | Nuclear | Generation | GWh | 14796.3085 | 14796.3085 | 14796.3085 | 14796.3085 | 14796.3085 | 14796.3085 | 14796.3085
Case A Flat-Cap Scenario | MD | Hydro | Hydro | Hydro | Generation | GWh | 1814.9909 | 1814.9909 | 1814.9909 | 1814.9909 | 1814.9909 | 1814.9909 | 1814.9909
Case A Flat-Cap Scenario | MD | Solar PV | Solar PV | Solar PV | Generation | GWh | 2246.9392 | 3178.5283 | 3226.9526 | 3226.9526 | 3226.9526 | 3226.9526 | 3226.9526
Case A Flat-Cap Scenario | MD | Onshore Wind | Onshore Wind | Onshore Wind | Generation | GWh | 706.308 | 754.6725 | 754.6725 | 754.6725 | 754.6725 | 754.6725 | 754.6725
Case A Flat-Cap Scenario | MD | Battery Storage | Battery Storage | Battery Storage | Generation | GWh | 1.3451 | 3.7936 | 4.1077 | 3.8484 | 3.2868 | 2.0706 | 9.2686
Case A Flat-Cap Scenario | MD | Other RE | Other RE | Other RE | Generation | GWh | 684.2542 | 637.8008 | 595.7048 | 595.7048 | 595.7048 | 595.7048 | 595.7048
Case A Flat-Cap Scenario | MD | Combined Cycle | New Combined Cycle | New Combined Cycle | Generation | GWh | 0 | 0 | 0 | 0 | 0 | 0 | 0
Case A Flat-Cap Scenario | MD | Combustion Turbine | New Combustion Turbine | New Combustion Turbine | Generation | GWh | 0 | 0 | 0 | 0 | 0 | 0 | 0
Case A Flat-Cap Scenario | MD | Other | New Other | New Other | Generation | GWh | 0 | 0 | 0 | 0 | 0 | 0 | 0
Case A Flat-Cap Scenario | MD | Other RE | New Other RE | New Other RE | Generation | GWh | 0 | 0 | 0 | 0 | 0 | 0 | 0
Case A Flat-Cap Scenario | MD | Solar PV | New Solar PV | New Solar PV | Generation | GWh | 0 | 0 | 0 | 0 | 0 | 8474.9827 | 14010.3231
Case A Flat-Cap Scenario | MD | Onshore Wind | New Onshore Wind | New Onshore Wind | Generation | GWh | 0 | 0 | 2882.4308 | 2882.4308 | 2882.4308 | 2882.4308 | 2882.4308
Case A Flat-Cap Scenario | MD | Offshore Wind | New Offshore Wind | New Offshore Wind | Generation | GWh | 0 | 4079.1159 | 4079.1159 | 4079.1159 | 4079.1159 | 4079.1159 | 4079.1159
Case A Flat-Cap Scenario | MD | Battery Storage | New Battery Storage | New Battery Storage | Generation | GWh | 1701.6948 | 1629.1652 | 1799.7936 | 1393.141 | 818.7742 | 1782.6866 | 1970.2965
Case A Flat-Cap Scenario | MD | Solar PV | New Solar PV | New Paired Solar PV | Generation | GWh | 0 | 0 | 0 | 0 | 0 | 0 | 7343.8954
Case A Flat-Cap Scenario | MD | Battery Storage | New Battery Storage | New Paired Battery Storage | Generation | GWh | 0 | 0 | 0 | 0 | 0 | 0 | 2995.3588
Case A Flat-Cap Scenario | MD | Hydrogen | New Hydrogen | New H2 CC | Generation | GWh | 0 | 0 | 0 | 0 | 0 | 0 | 0
Case A Flat-Cap Scenario | MD | Hydrogen | New Hydrogen | New H2 CT | Generation | GWh | 0 | 0 | 0 | 0 | 0 | 0 | 0
Case A Flat-Cap Scenario | MA | Coal | Coal | Coal | Generation | GWh | 0 | 0 | 0 | 0 | 0 | 0 | 0
Case A Flat-Cap Scenario | MA | Coal with CCS | Coal with CCS | Coal with CCS | Generation | GWh | 0 | 0 | 0 | 0 | 0 | 0 | 0
Case A Flat-Cap Scenario | MA | Combined Cycle | Combined Cycle | Combined Cycle | Generation | GWh | 12690.6035 | 13723.6871 | 13221.6517 | 12464.3971 | 13004.2113 | 10794.4711 | 4745.205
Case A Flat-Cap Scenario | MA | Combustion Turbine | Combustion Turbine | Combustion Turbine | Generation | GWh | 1.753 | 2.2165 | 3.0415 | 3.0415 | 3.4045 | 2.4365 | 0
Case A Flat-Cap Scenario | MA | Oil/Gas | Oil/Gas | Oil/Gas | Generation | GWh | 0 | 1.3606 | 1.3606 | 1.0628 | 0.5214 | 0.5214 | 0
Case A Flat-Cap Scenario | MA | Other | Other | Other | Generation | GWh | 0 | 0 | 0 | 0 | 0 | 0 | 0
Case A Flat-Cap Scenario | MA | Nuclear | Nuclear | Nuclear | Generation | GWh | 0 | 0 | 0 | 0 | 0 | 0 | 0
Case A Flat-Cap Scenario | MA | Hydro | Hydro | Hydro | Generation | GWh | 1119.886 | 1098.4345 | 1158.4363 | 1119.4943 | 1154.0645 | 1094.5841 | 1868.1046
Case A Flat-Cap Scenario | MA | Solar PV | Solar PV | Solar PV | Generation | GWh | 2664.415 | 2664.415 | 2664.415 | 2664.415 | 2664.415 | 2664.415 | 2664.415
Case A Flat-Cap Scenario | MA | Onshore Wind | Onshore Wind | Onshore Wind | Generation | GWh | 304.7983 | 304.7983 | 304.7983 | 304.7983 | 304.7983 | 304.7983 | 304.7983
Case A Flat-Cap Scenario | MA | Battery Storage | Battery Storage | Battery Storage | Generation | GWh | 13.8228 | 86.9094 | 81.939 | 94.8771 | 104.3511 | 17.3986 | 530.0193
Case A Flat-Cap Scenario | MA | Other RE | Other RE | Other RE | Generation | GWh | 1968.3307 | 1842.0771 | 1842.0771 | 1842.0771 | 1842.0771 | 1842.0771 | 1842.0771
Case A Flat-Cap Scenario | MA | Combined Cycle | New Combined Cycle | New Combined Cycle | Generation | GWh | 0 | 0 | 0 | 0 | 330.2558 | 1839.5689 | 5577.1276
Case A Flat-Cap Scenario | MA | Combustion Turbine | New Combustion Turbine | New Combustion Turbine | Generation | GWh | 0 | 0 | 0 | 0 | 0 | 0 | 0
Case A Flat-Cap Scenario | MA | Other | New Other | New Other | Generation | GWh | 0 | 0 | 0 | 0 | 0 | 0 | 0
Case A Flat-Cap Scenario | MA | Other RE | New Other RE | New Other RE | Generation | GWh | 0 | 0 | 0 | 0 | 0 | 0 | 0
Case A Flat-Cap Scenario | MA | Solar PV | New Solar PV | New Solar PV | Generation | GWh | 0 | 0 | 0 | 0 | 0 | 6058.8934 | 18744.7081
Case A Flat-Cap Scenario | MA | Onshore Wind | New Onshore Wind | New Onshore Wind | Generation | GWh | 0 | 0 | 0 | 0 | 0 | 0 | 0
Case A Flat-Cap Scenario | MA | Offshore Wind | New Offshore Wind | New Offshore Wind | Generation | GWh | 3293.76 | 3293.76 | 3293.76 | 3293.76 | 3293.76 | 3293.76 | 3293.76
Case A Flat-Cap Scenario | MA | Battery Storage | New Battery Storage | New Battery Storage | Generation | GWh | 611.6638 | 587.4742 | 661.78 | 613.4009 | 773.5536 | 652.7613 | 867.24
Case A Flat-Cap Scenario | MA | Solar PV | New Solar PV | New Paired Solar PV | Generation | GWh | 0 | 0 | 0 | 0 | 0 | 1504.6997 | 1504.6997
Case A Flat-Cap Scenario | MA | Battery Storage | New Battery Storage | New Paired Battery Storage | Generation | GWh | 0 | 0 | 0 | 0 | 0 | 604.223 | 642.7551
Case A Flat-Cap Scenario | MA | Hydrogen | New Hydrogen | New H2 CC | Generation | GWh | 0 | 0 | 0 | 0 | 0 | 0 | 0
Case A Flat-Cap Scenario | MA | Hydrogen | New Hydrogen | New H2 CT | Generation | GWh | 0 | 0 | 0 | 0 | 0 | 0 | 0
Case A Flat-Cap Scenario | NH | Coal | Coal | Coal | Generation | GWh | 560.3645 | 0 | 0 | 0 | 0 | 0 | 0
Case A Flat-Cap Scenario | NH | Coal with CCS | Coal with CCS | Coal with CCS | Generation | GWh | 0 | 0 | 0 | 0 | 0 | 0 | 0
Case A Flat-Cap Scenario | NH | Combined Cycle | Combined Cycle | Combined Cycle | Generation | GWh | 2080.3735 | 2715.493 | 2239.8646 | 2922.9858 | 3708.0532 | 3078.0592 | 777.9005
Case A Flat-Cap Scenario | NH | Combustion Turbine | Combustion Turbine | Combustion Turbine | Generation | GWh | 0 | 0 | 0.539 | 0.66044 | 0.66044 | 0.7399 | 0.539
Case A Flat-Cap Scenario | NH | Oil/Gas | Oil/Gas | Oil/Gas | Generation | GWh | 0 | 0 | 0 | 0 | 0 | 0 | 0
Case A Flat-Cap Scenario | NH | Other | Other | Other | Generation | GWh | 0 | 0 | 0 | 0 | 0 | 0 | 0
Case A Flat-Cap Scenario | NH | Nuclear | Nuclear | Nuclear | Generation | GWh | 10063.3808 | 10063.3808 | 10063.3808 | 10063.3808 | 10063.3808 | 10063.3808 | 10063.3808
Case A Flat-Cap Scenario | NH | Hydro | Hydro | Hydro | Generation | GWh | 1406.0808 | 1406.0808 | 1406.0808 | 1406.0808 | 1406.0808 | 1406.0808 | 1406.0807
Case A Flat-Cap Scenario | NH | Solar PV | Solar PV | Solar PV | Generation | GWh | 232.8486 | 232.8486 | 232.8486 | 232.8486 | 232.8486 | 232.8486 | 232.8486
Case A Flat-Cap Scenario | NH | Onshore Wind | Onshore Wind | Onshore Wind | Generation | GWh | 666.5463 | 666.5463 | 666.5463 | 666.5463 | 666.5463 | 666.5463 | 666.5463
Case A Flat-Cap Scenario | NH | Battery Storage | Battery Storage | Battery Storage | Generation | GWh | 0 | 0 | 0 | 0 | 0 | 0 | 0
Case A Flat-Cap Scenario | NH | Other RE | Other RE | Other RE | Generation | GWh | 506.3936 | 194.8465 | 194.8465 | 194.8465 | 194.8465 | 194.8465 | 194.8465
Case A Flat-Cap Scenario | NH | Combined Cycle | New Combined Cycle | New Combined Cycle | Generation | GWh | 0 | 0 | 0 | 0 | 0 | 0 | 0
Case A Flat-Cap Scenario | NH | Combustion Turbine | New Combustion Turbine | New Combustion Turbine | Generation | GWh | 0 | 0 | 0 | 0 | 0 | 0 | 0
Case A Flat-Cap Scenario | NH | Other | New Other | New Other | Generation | GWh | 0 | 0 | 0 | 0 | 0 | 0 | 0
Case A Flat-Cap Scenario | NH | Other RE | New Other RE | New Other RE | Generation | GWh | 0 | 0 | 0 | 0 | 0 | 0 | 0
Case A Flat-Cap Scenario | NH | Solar PV | New Solar PV | New Solar PV | Generation | GWh | 0 | 0 | 0 | 0 | 0 | 0 | 0
Case A Flat-Cap Scenario | NH | Onshore Wind | New Onshore Wind | New Onshore Wind | Generation | GWh | 0 | 0 | 0 | 0 | 0 | 0 | 0
Case A Flat-Cap Scenario | NH | Offshore Wind | New Offshore Wind | New Offshore Wind | Generation | GWh | 0 | 0 | 0 | 0 | 0 | 0 | 0
Case A Flat-Cap Scenario | NH | Battery Storage | New Battery Storage | New Battery Storage | Generation | GWh | 0 | 0 | 0 | 0 | 0 | 0 | 0
Case A Flat-Cap Scenario | NH | Solar PV | New Solar PV | New Paired Solar PV | Generation | GWh | 0 | 0 | 0 | 0 | 0 | 0 | 0
Case A Flat-Cap Scenario | NH | Battery Storage | New Battery Storage | New Paired Battery Storage | Generation | GWh | 0 | 0 | 0 | 0 | 0 | 0 | 0
Case A Flat-Cap Scenario | NH | Hydrogen | New Hydrogen | New H2 CC | Generation | GWh | 0 | 0 | 0 | 0 | 0 | 0 | 0
Case A Flat-Cap Scenario | NH | Hydrogen | New Hydrogen | New H2 CT | Generation | GWh | 0 | 0 | 0 | 0 | 0 | 0 | 0
Case A Flat-Cap Scenario | NJ | Coal | Coal | Coal | Generation | GWh | 0 | 0 | 0 | 0 | 0 | 0 | 0
Case A Flat-Cap Scenario | NJ | Coal with CCS | Coal with CCS | Coal with CCS | Generation | GWh | 0 | 0 | 0 | 0 | 0 | 0 | 0
Case A Flat-Cap Scenario | NJ | Combined Cycle | Combined Cycle | Combined Cycle | Generation | GWh | 34381.0498 | 31526.3019 | 29049.6637 | 26568.3473 | 33683.1172 | 32834.9153 | 23159.5209
Case A Flat-Cap Scenario | NJ | Combustion Turbine | Combustion Turbine | Combustion Turbine | Generation | GWh | 137.4456 | 155.3288 | 155.7548 | 53.2743 | 155.3288 | 135.5928 | 223.869
Case A Flat-Cap Scenario | NJ | Oil/Gas | Oil/Gas | Oil/Gas | Generation | GWh | 0 | 0 | 0 | 0 | 0 | 0 | 0
Case A Flat-Cap Scenario | NJ | Other | Other | Other | Generation | GWh | 0 | 0 | 0 | 0 | 0 | 0 | 0
Case A Flat-Cap Scenario | NJ | Nuclear | Nuclear | Nuclear | Generation | GWh | 27397.7464 | 27397.7464 | 27397.7464 | 27397.7464 | 17473.7591 | 12590.2164 | 10826.4064
Case A Flat-Cap Scenario | NJ | Hydro | Hydro | Hydro | Generation | GWh | 141.9523 | 163.239 | 161.8474 | 114.5295 | 72.9439 | 119.1621 | 387.7736
Case A Flat-Cap Scenario | NJ | Solar PV | Solar PV | Solar PV | Generation | GWh | 2946.8438 | 3665.5182 | 3665.5182 | 3665.5182 | 3665.5182 | 3665.5182 | 3665.5182
Case A Flat-Cap Scenario | NJ | Onshore Wind | Onshore Wind | Onshore Wind | Generation | GWh | 25.399 | 25.399 | 25.399 | 25.399 | 25.399 | 25.399 | 25.399
Case A Flat-Cap Scenario | NJ | Battery Storage | Battery Storage | Battery Storage | Generation | GWh | 56.8088 | 98.1322 | 123.4167 | 50.1354 | 50.8771 | 77.1791 | 204.9531
Case A Flat-Cap Scenario | NJ | Other RE | Other RE | Other RE | Generation | GWh | 1704.7891 | 1700.8771 | 1678.9651 | 1678.9651 | 1678.9651 | 1678.9651 | 1678.9651
Case A Flat-Cap Scenario | NJ | Combined Cycle | New Combined Cycle | New Combined Cycle | Generation | GWh | 0 | 0 | 0 | 0 | 0 | 0 | 0
Case A Flat-Cap Scenario | NJ | Combustion Turbine | New Combustion Turbine | New Combustion Turbine | Generation | GWh | 0 | 0 | 0 | 0 | 0 | 0 | 0
Case A Flat-Cap Scenario | NJ | Other | New Other | New Other | Generation | GWh | 0 | 0 | 0 | 0 | 0 | 0 | 0
Case A Flat-Cap Scenario | NJ | Other RE | New Other RE | New Other RE | Generation | GWh | 0 | 0 | 0 | 0 | 0 | 0 | 0
Case A Flat-Cap Scenario | NJ | Solar PV | New Solar PV | New Solar PV | Generation | GWh | 0 | 0 | 0 | 0 | 0 | 0 | 11237.5815
Case A Flat-Cap Scenario | NJ | Onshore Wind | New Onshore Wind | New Onshore Wind | Generation | GWh | 0 | 0 | 0 | 0 | 0 | 0 | 0
Case A Flat-Cap Scenario | NJ | Offshore Wind | New Offshore Wind | New Offshore Wind | Generation | GWh | 0 | 0 | 4726.5456 | 20133.108 | 20133.108 | 20133.108 | 20133.108
Case A Flat-Cap Scenario | NJ | Battery Storage | New Battery Storage | New Battery Storage | Generation | GWh | 0 | 0 | 0 | 0 | 0 | 0 | 0
Case A Flat-Cap Scenario | NJ | Solar PV | New Solar PV | New Paired Solar PV | Generation | GWh | 0 | 0 | 0 | 0 | 0 | 0 | 0
Case A Flat-Cap Scenario | NJ | Battery Storage | New Battery Storage | New Paired Battery Storage | Generation | GWh | 0 | 0 | 0 | 0 | 0 | 0 | 0
Case A Flat-Cap Scenario | NJ | Hydrogen | New Hydrogen | New H2 CC | Generation | GWh | 0 | 0 | 0 | 0 | 0 | 0 | 0
Case A Flat-Cap Scenario | NJ | Hydrogen | New Hydrogen | New H2 CT | Generation | GWh | 0 | 0 | 0 | 0 | 0 | 0 | 0
Case A Flat-Cap Scenario | NY | Coal | Coal | Coal | Generation | GWh | 0 | 0 | 0 | 0 | 0 | 0 | 0
Case A Flat-Cap Scenario | NY | Coal with CCS | Coal with CCS | Coal with CCS | Generation | GWh | 0 | 0 | 0 | 0 | 0 | 0 | 0
Case A Flat-Cap Scenario | NY | Combined Cycle | Combined Cycle | Combined Cycle | Generation | GWh | 44935.7167 | 39333.5043 | 40881.5839 | 41198.1653 | 49758.1566 | 51486.9677 | 39952.0389
Case A Flat-Cap Scenario | NY | Combustion Turbine | Combustion Turbine | Combustion Turbine | Generation | GWh | 2061.8465 | 388.2737 | 433.7005 | 409.9178 | 632.5892 | 677.2982 | 846.489
Case A Flat-Cap Scenario | NY | Oil/Gas | Oil/Gas | Oil/Gas | Generation | GWh | 8547.3322 | 2441.8784 | 3565.105 | 5232.8641 | 4908.7434 | 6282.9821 | 8602.4625
Case A Flat-Cap Scenario | NY | Other | Other | Other | Generation | GWh | 882.06 | 1314 | 1314 | 1314 | 1314 | 1314 | 1309.2
Case A Flat-Cap Scenario | NY | Nuclear | Nuclear | Nuclear | Generation | GWh | 24930.7928 | 25754.177 | 25692.7287 | 26391.2829 | 25831.3439 | 25790.8286 | 25974.231
Case A Flat-Cap Scenario | NY | Hydro | Hydro | Hydro | Generation | GWh | 27166.683 | 26962.183 | 27129.8944 | 26901.1765 | 26679.0989 | 26746.0697 | 27019.2407
Case A Flat-Cap Scenario | NY | Solar PV | Solar PV | Solar PV | Generation | GWh | 14036.0988 | 15330.468 | 14654.7505 | 16341.5294 | 15972.5786 | 15340.0912 | 14405.548
Case A Flat-Cap Scenario | NY | Onshore Wind | Onshore Wind | Onshore Wind | Generation | GWh | 10447.0747 | 11964.0706 | 11974.5495 | 12659.2917 | 12399.4382 | 12431.8247 | 12184.7454
Case A Flat-Cap Scenario | NY | Offshore Wind | Offshore Wind | Offshore Wind | Generation | GWh | 575.5479 | 7603.5663 | 7430.4196 | 7244.2408 | 7678.8022 | 7552.0432 | 7460.4197
Case A Flat-Cap Scenario | NY | Battery Storage | Battery Storage | Battery Storage | Generation | GWh | 310.5877 | 1484.7847 | 1435.5931 | 879.9134 | 952.437 | 1023.503 | 1004.7595
Case A Flat-Cap Scenario | NY | Other RE | Other RE | Other RE | Generation | GWh | 2250.4903 | 2244.5779 | 2234.714 | 2225.8575 | 2224.398 | 2193.4565 | 2199.9137
Case A Flat-Cap Scenario | NY | Combined Cycle | New Combined Cycle | New Combined Cycle | Generation | GWh | 0 | 0 | 0 | 0 | 0 | 1833.0049 | 5420.0477
Case A Flat-Cap Scenario | NY | Combustion Turbine | New Combustion Turbine | New Combustion Turbine | Generation | GWh | 0 | 0 | 0 | 0 | 0 | 0 | 0
Case A Flat-Cap Scenario | NY | Other | New Other | New Other | Generation | GWh | 0 | 0 | 0 | 0 | 0 | 0 | 0
Case A Flat-Cap Scenario | NY | Other RE | New Other RE | New Other RE | Generation | GWh | 0 | 0 | 0 | 0 | 0 | 0 | 0
Case A Flat-Cap Scenario | NY | Solar PV | New Solar PV | New Solar PV | Generation | GWh | 0 | 0 | 0 | 0 | 0 | 0 | 0
Case A Flat-Cap Scenario | NY | Onshore Wind | New Onshore Wind | New Onshore Wind | Generation | GWh | 0 | 0 | 317.1859 | 317.1859 | 317.1859 | 317.1859 | 28198.0577
Case A Flat-Cap Scenario | NY | Offshore Wind | New Offshore Wind | New Offshore Wind | Generation | GWh | 0 | 0 | 0 | 0 | 0 | 0 | 0
Case A Flat-Cap Scenario | NY | Battery Storage | New Battery Storage | New Battery Storage | Generation | GWh | 0 | 4109.4915 | 4194.7711 | 2429.9273 | 2803.6892 | 2600.9642 | 4256.4749
Case A Flat-Cap Scenario | NY | Solar PV | New Solar PV | New Paired Solar PV | Generation | GWh | 0 | 0 | 0 | 0 | 0 | 0 | 0
Case A Flat-Cap Scenario | NY | Battery Storage | New Battery Storage | New Paired Battery Storage | Generation | GWh | 0 | 0 | 0 | 0 | 0 | 0 | 0
Case A Flat-Cap Scenario | NY | Hydrogen | New Hydrogen | New H2 CC | Generation | GWh | 0 | 0 | 0 | 0 | 0 | 0 | 0
Case A Flat-Cap Scenario | NY | Hydrogen | New Hydrogen | New H2 CT | Generation | GWh | 0 | 0 | 0 | 0 | 0 | 0 | 0
Case A Flat-Cap Scenario | RI | Coal | Coal | Coal | Generation | GWh | 0 | 0 | 0 | 0 | 0 | 0 | 0
Case A Flat-Cap Scenario | RI | Coal with CCS | Coal with CCS | Coal with CCS | Generation | GWh | 0 | 0 | 0 | 0 | 0 | 0 | 0
Case A Flat-Cap Scenario | RI | Combined Cycle | Combined Cycle | Combined Cycle | Generation | GWh | 5955.0511 | 6204.541 | 6292.8748 | 6487.1884 | 6964.5631 | 6273.9817 | 3618.9528
Case A Flat-Cap Scenario | RI | Combustion Turbine | Combustion Turbine | Combustion Turbine | Generation | GWh | 29.876 | 0 | 0 | 0 | 0 | 0 | 0
Case A Flat-Cap Scenario | RI | Oil/Gas | Oil/Gas | Oil/Gas | Generation | GWh | 0 | 0 | 0 | 0 | 0 | 0 | 0
Case A Flat-Cap Scenario | RI | Other | Other | Other | Generation | GWh | 0 | 0 | 0 | 0 | 0 | 0 | 0
Case A Flat-Cap Scenario | RI | Nuclear | Nuclear | Nuclear | Generation | GWh | 0 | 0 | 0 | 0 | 0 | 0 | 0
Case A Flat-Cap Scenario | RI | Hydro | Hydro | Hydro | Generation | GWh | 8.3612 | 8.3612 | 8.3612 | 8.3612 | 8.3612 | 8.3612 | 8.3612
Case A Flat-Cap Scenario | RI | Solar PV | Solar PV | Solar PV | Generation | GWh | 530.6188 | 530.6188 | 530.6188 | 530.6188 | 530.6188 | 530.6188 | 530.6188
Case A Flat-Cap Scenario | RI | Onshore Wind | Onshore Wind | Onshore Wind | Generation | GWh | 140.4231 | 140.4231 | 140.4231 | 140.4231 | 140.4231 | 140.4231 | 140.4231
Case A Flat-Cap Scenario | RI | Battery Storage | Battery Storage | Battery Storage | Generation | GWh | 0 | 0 | 0 | 0 | 0 | 0 | 0
Case A Flat-Cap Scenario | RI | Other RE | Other RE | Other RE | Generation | GWh | 326.3576 | 323.5 | 321.6024 | 323.644 | 329.772 | 303.7912 | 321.452
Case A Flat-Cap Scenario | RI | Combined Cycle | New Combined Cycle | New Combined Cycle | Generation | GWh | 0 | 0 | 0 | 0 | 0 | 0 | 0
Case A Flat-Cap Scenario | RI | Combustion Turbine | New Combustion Turbine | New Combustion Turbine | Generation | GWh | 0 | 0 | 0 | 0 | 0 | 0 | 0
Case A Flat-Cap Scenario | RI | Other | New Other | New Other | Generation | GWh | 0 | 0 | 0 | 0 | 0 | 0 | 0
Case A Flat-Cap Scenario | RI | Other RE | New Other RE | New Other RE | Generation | GWh | 0 | 0 | 0 | 0 | 0 | 0 | 0
Case A Flat-Cap Scenario | RI | Solar PV | New Solar PV | New Solar PV | Generation | GWh | 0 | 0 | 0 | 0 | 0 | 0 | 12311.2265
Case A Flat-Cap Scenario | RI | Onshore Wind | New Onshore Wind | New Onshore Wind | Generation | GWh | 0 | 0 | 0 | 0 | 0 | 0 | 0
Case A Flat-Cap Scenario | RI | Offshore Wind | New Offshore Wind | New Offshore Wind | Generation | GWh | 669.0993 | 1765.4554 | 1765.4554 | 1765.4554 | 1765.4554 | 1765.4554 | 1765.4554
Case A Flat-Cap Scenario | RI | Battery Storage | New Battery Storage | New Battery Storage | Generation | GWh | 0 | 0 | 0 | 0 | 0 | 0 | 0
Case A Flat-Cap Scenario | RI | Solar PV | New Solar PV | New Paired Solar PV | Generation | GWh | 0 | 0 | 0 | 0 | 0 | 222.0821 | 691.2725
Case A Flat-Cap Scenario | RI | Battery Storage | New Battery Storage | New Paired Battery Storage | Generation | GWh | 0 | 0 | 0 | 0 | 0 | 82.847 | 292.7685
Case A Flat-Cap Scenario | RI | Hydrogen | New Hydrogen | New H2 CC | Generation | GWh | 0 | 0 | 0 | 0 | 0 | 0 | 0
Case A Flat-Cap Scenario | RI | Hydrogen | New Hydrogen | New H2 CT | Generation | GWh | 0 | 0 | 0 | 0 | 0 | 0 | 0
Case A Flat-Cap Scenario | VT | Coal | Coal | Coal | Generation | GWh | 0 | 0 | 0 | 0 | 0 | 0 | 0
Case A Flat-Cap Scenario | VT | Coal with CCS | Coal with CCS | Coal with CCS | Generation | GWh | 0 | 0 | 0 | 0 | 0 | 0 | 0
Case A Flat-Cap Scenario | VT | Combined Cycle | Combined Cycle | Combined Cycle | Generation | GWh | 0 | 0 | 0 | 0 | 0 | 0 | 0
Case A Flat-Cap Scenario | VT | Combustion Turbine | Combustion Turbine | Combustion Turbine | Generation | GWh | 0 | 0 | 0 | 0 | 0 | 0 | 0
Case A Flat-Cap Scenario | VT | Oil/Gas | Oil/Gas | Oil/Gas | Generation | GWh | 0 | 0 | 0 | 0 | 0 | 0 | 0
Case A Flat-Cap Scenario | VT | Other | Other | Other | Generation | GWh | 0 | 0 | 0 | 0 | 0 | 0 | 0
Case A Flat-Cap Scenario | VT | Nuclear | Nuclear | Nuclear | Generation | GWh | 0 | 0 | 0 | 0 | 0 | 0 | 0
Case A Flat-Cap Scenario | VT | Hydro | Hydro | Hydro | Generation | GWh | 1267.8718 | 1267.8718 | 1267.8718 | 1267.8718 | 1267.8718 | 1267.8718 | 1267.8718
Case A Flat-Cap Scenario | VT | Solar PV | Solar PV | Solar PV | Generation | GWh | 282.8155 | 463.9527 | 463.9527 | 463.9527 | 463.6855 | 463.9527 | 463.9527
Case A Flat-Cap Scenario | VT | Onshore Wind | Onshore Wind | Onshore Wind | Generation | GWh | 462.3066 | 462.3066 | 462.3066 | 462.3066 | 422.5407 | 462.2145 | 462.3066
Case A Flat-Cap Scenario | VT | Battery Storage | Battery Storage | Battery Storage | Generation | GWh | 0 | 0 | 0 | 0 | 0 | 0 | 0
Case A Flat-Cap Scenario | VT | Other RE | Other RE | Other RE | Generation | GWh | 178.1227 | 23.5332 | 23.5332 | 23.5331 | 23.1986 | 23.5021 | 23.5331
Case A Flat-Cap Scenario | VT | Combined Cycle | New Combined Cycle | New Combined Cycle | Generation | GWh | 0 | 0 | 0 | 0 | 0 | 0 | 0
Case A Flat-Cap Scenario | VT | Combustion Turbine | New Combustion Turbine | New Combustion Turbine | Generation | GWh | 0 | 0 | 0 | 0 | 0 | 0 | 0
Case A Flat-Cap Scenario | VT | Other | New Other | New Other | Generation | GWh | 0 | 0 | 0 | 0 | 0 | 0 | 0
Case A Flat-Cap Scenario | VT | Other RE | New Other RE | New Other RE | Generation | GWh | 0 | 0 | 0 | 0 | 0 | 0 | 0
Case A Flat-Cap Scenario | VT | Solar PV | New Solar PV | New Solar PV | Generation | GWh | 0 | 0 | 0 | 0 | 0 | 0 | 0
Case A Flat-Cap Scenario | VT | Onshore Wind | New Onshore Wind | New Onshore Wind | Generation | GWh | 0 | 0 | 3153.639 | 14078.3613 | 24421.9974 | 24421.9974 | 24500.4286
Case A Flat-Cap Scenario | VT | Offshore Wind | New Offshore Wind | New Offshore Wind | Generation | GWh | 0 | 0 | 0 | 0 | 0 | 0 | 0
Case A Flat-Cap Scenario | VT | Battery Storage | New Battery Storage | New Battery Storage | Generation | GWh | 0 | 0 | 0 | 0 | 0 | 0 | 0
Case A Flat-Cap Scenario | VT | Solar PV | New Solar PV | New Paired Solar PV | Generation | GWh | 0 | 0 | 0 | 0 | 0 | 2316.7395 | 3564.9065
Case A Flat-Cap Scenario | VT | Battery Storage | New Battery Storage | New Paired Battery Storage | Generation | GWh | 0 | 0 | 0 | 0 | 0 | 524.4202 | 907.5823
Case A Flat-Cap Scenario | VT | Hydrogen | New Hydrogen | New H2 CC | Generation | GWh | 0 | 0 | 0 | 0 | 0 | 0 | 0
Case A Flat-Cap Scenario | VT | Hydrogen | New Hydrogen | New H2 CT | Generation | GWh | 0 | 0 | 0 | 0 | 0 | 0 | 0
Case A Flat-Cap Scenario | NY | Imports | Imports Zone D (HQ) | 122739 | Generation | GWh | 10052.6385 | 10183.9019 | 10323.5002 | 10354.9454 | 10305.7365 | 10253.5307 | 10139.1967
Case A Flat-Cap Scenario | NY | Imports | Imports Zone J (CHPE) | 122738 | Generation | GWh | 0 | 10258.1746 | 10243.375 | 10402.5 | 10331.25 | 10317.9282 | 10191.0934
Case A Flat-Cap Scenario | MA | Imports | Clean Energy Connect Import | 4390 | Generation | GWh | 0 | 10512 | 10512 | 10512 | 10512 | 10512 | 9960.4417
Case A Flat-Cap Scenario | CT | Imports | Imports |  | Generation | GWh | 0 | 0 | 0 | 0 | 0 | 0 | 0
Case A Flat-Cap Scenario | DE | Imports | Imports |  | Generation | GWh | 0 | 0 | 0 | 0 | 0 | 0 | 0
Case A Flat-Cap Scenario | ME | Imports | Imports |  | Generation | GWh | 0 | 0 | 0 | 0 | 0 | 0 | 0
Case A Flat-Cap Scenario | MD | Imports | Imports |  | Generation | GWh | 0 | 0 | 0 | 0 | 0 | 0 | 0
Case A Flat-Cap Scenario | NH | Imports | Imports |  | Generation | GWh | 0 | 0 | 0 | 0 | 0 | 0 | 0
Case A Flat-Cap Scenario | NJ | Imports | Imports |  | Generation | GWh | 0 | 0 | 0 | 0 | 0 | 0 | 0
Case A Flat-Cap Scenario | RI | Imports | Imports |  | Generation | GWh | 0 | 0 | 0 | 0 | 0 | 0 | 0
Case A Flat-Cap Scenario | VT | Imports | Imports |  | Generation | GWh | 0 | 0 | 0 | 0 | 0 | 0 | 0
Case A Flat-Cap Scenario | 10-State Contributions | Imports | Imports Zone D (HQ) | 122739 | Generation | GWh | 10052.6385 | 10183.9019 | 10323.5002 | 10354.9454 | 10305.7365 | 10253.5307 | 10139.1967
Case A Flat-Cap Scenario | 10-State Contributions | Imports | Imports Zone J (CHPE) | 122738 | Generation | GWh | 0 | 10258.1746 | 10243.375 | 10402.5 | 10331.25 | 10317.9282 | 10191.0934
Case A Flat-Cap Scenario | 10-State Contributions | Imports | Clean Energy Connect Import | 4390 | Generation | GWh | 0 | 10512 | 10512 | 10512 | 10512 | 10512 | 9960.4417
Case | State/Region | Technology Aggregate | Technology Type | Technology Sub-Type | Metric | Units | 2025 | 2028 | 2030 | 2032 | 2035 | 2037 | 2040
Case A Flat-Cap Scenario | 10-State Contributions | Coal | Coal | Coal | Capacity | MW | 2214.353 | -2.2737e-13 | 0 | 0 | 0 | 0 | 0
Case A Flat-Cap Scenario | 10-State Contributions | Coal with CCS | Coal with CCS | Coal with CCS | Capacity | MW | 0 | 0 | 0 | 0 | 0 | 0 | 0
Case A Flat-Cap Scenario | 10-State Contributions | Combined Cycle | Combined Cycle | Combined Cycle | Capacity | MW | 35910.5158 | 35835.6128 | 35835.6128 | 35835.6036 | 35835.3447 | 35835.3447 | 35787.5894
Case A Flat-Cap Scenario | 10-State Contributions | Combustion Turbine | Combustion Turbine | Combustion Turbine | Capacity | MW | 11900.339 | 11100.451 | 11100.451 | 11100.451 | 11100.451 | 11100.451 | 11100.451
Case A Flat-Cap Scenario | 10-State Contributions | Oil/Gas | Oil/Gas | Oil/Gas | Capacity | MW | 17973.692 | 12574.8291 | 12574.8291 | 12574.8291 | 12574.8291 | 12574.8291 | 11265.4437
Case A Flat-Cap Scenario | 10-State Contributions | Other | Other | Other | Capacity | MW | 155.6 | 155.6 | 155.6 | 155.6 | 155.6 | 155.6 | 155.6
Case A Flat-Cap Scenario | 10-State Contributions | Nuclear | Nuclear | Nuclear | Capacity | MW | 11925.7 | 11925.7 | 11925.7 | 11925.7 | 10751.7 | 10085.64 | 9845.0762
Case A Flat-Cap Scenario | 10-State Contributions | Hydro | Hydro | Hydro | Capacity | MW | 10287.383 | 10287.383 | 10287.383 | 10287.383 | 10287.383 | 10287.383 | 10287.383
Case A Flat-Cap Scenario | 10-State Contributions | Solar PV | Solar PV | Solar PV | Capacity | MW | 15065.0535 | 16329.1535 | 16329.1535 | 16329.1535 | 16329.1535 | 16329.1535 | 16329.1535
Case A Flat-Cap Scenario | 10-State Contributions | Onshore Wind | Onshore Wind | Onshore Wind | Capacity | MW | 5857.021 | 5857.021 | 5857.021 | 5857.021 | 5857.021 | 5857.021 | 5857.021
Case A Flat-Cap Scenario | 10-State Contributions | Offshore Wind | Offshore Wind | Offshore Wind | Capacity | MW | 136 | 1876 | 1876 | 1876 | 1876 | 1876 | 1876
Case A Flat-Cap Scenario | 10-State Contributions | Battery Storage | Battery Storage | Battery Storage | Capacity | MW | 1166 | 3154.32 | 3154.32 | 3154.32 | 3154.32 | 3154.32 | 3154.32
Case A Flat-Cap Scenario | 10-State Contributions | Other RE | Other RE | Other RE | Capacity | MW | 2219.741 | 1273.2099 | 1200.932 | 1200.932 | 1200.932 | 1200.932 | 1200.932
Case A Flat-Cap Scenario | 10-State Contributions | Combined Cycle | New Combined Cycle | New Combined Cycle | Capacity | MW | 0 | 0 | 451 | 451 | 1314.0292 | 2318.5531 | 4408.9074
Case A Flat-Cap Scenario | 10-State Contributions | Combustion Turbine | New Combustion Turbine | New Combustion Turbine | Capacity | MW | 0 | 0 | 0 | 0 | 1801.5971 | 1801.5971 | 1801.5971
Case A Flat-Cap Scenario | 10-State Contributions | Other | New Other | New Other | Capacity | MW | 0 | 0 | 0 | 0 | 0 | 0 | 0
Case A Flat-Cap Scenario | 10-State Contributions | Other RE | New Other RE | New Other RE | Capacity | MW | 0 | 0 | 0 | 0 | 0 | 0 | 0
Case A Flat-Cap Scenario | 10-State Contributions | Solar PV | New Solar PV | New Solar PV | Capacity | MW | 0 | 0 | 0 | 0 | 0 | 6900.8403 | 29232.2074
Case A Flat-Cap Scenario | 10-State Contributions | Onshore Wind | New Onshore Wind | New Onshore Wind | Capacity | MW | 0 | 0 | 3632.0794 | 6173.6159 | 8874.9878 | 9173.4014 | 18091.7064
Case A Flat-Cap Scenario | 10-State Contributions | Offshore Wind | New Offshore Wind | New Offshore Wind | Capacity | MW | 1545 | 2601.8 | 3749.8 | 7491.8 | 7491.8 | 7491.8 | 7491.8
Case A Flat-Cap Scenario | 10-State Contributions | Battery Storage | New Battery Storage | New Battery Storage | Capacity | MW | 1943.5181 | 5762.0477 | 8606.3946 | 10899.016 | 12887.5764 | 12887.5764 | 12887.5764
Case A Flat-Cap Scenario | 10-State Contributions | Solar PV | New Solar PV | New Paired Solar PV | Capacity | MW | 0 | 0 | 0 | 0 | 0 | 1992.2066 | 6258.5717
Case A Flat-Cap Scenario | 10-State Contributions | Battery Storage | New Battery Storage | New Paired Battery Storage | Capacity | MW | 0 | 0 | 0 | 0 | 0 | 1195.3239 | 3755.143
Case A Flat-Cap Scenario | 10-State Contributions | Hydrogen | New Hydrogen | New H2 CC | Capacity | MW | 0 | 0 | 0 | 0 | 0 | 0 | 0
Case A Flat-Cap Scenario | 10-State Contributions | Hydrogen | New Hydrogen | New H2 CT | Capacity | MW | 0 | 0 | 0 | 0 | 0 | 0 | 0
Case A Flat-Cap Scenario | 10-State Contributions | Retire Coal | Retire Coal | Retire Coal | Capacity | MW | 0 | 1794.353 | 518.856 | 518.856 | 518.856 | 518.856 | 518.856
Case A Flat-Cap Scenario | 10-State Contributions | Retire Combined Cycle | Retire Combined Cycle | Retire Combined Cycle | Capacity | MW | 0 | 0 | 0 | 0 | 0 | 0 | 47.7553
Case A Flat-Cap Scenario | 10-State Contributions | Retire Combustion Turbine | Retire Combustion Turbine | Retire Combustion Turbine | Capacity | MW | 0 | 5.6 | 5.6 | 5.6 | 5.6 | 5.6 | 5.6
Case A Flat-Cap Scenario | 10-State Contributions | Retire Oil/Gas | Retire Oil/Gas | Retire Oil/Gas | Capacity | MW | 0 | 4605.8629 | 4605.8629 | 4605.8629 | 4605.8629 | 4605.8629 | 5915.2483
Case A Flat-Cap Scenario | 10-State Contributions | Retire Other | Retire Other | Retire Other | Capacity | MW | 0 | 946.5311 | 1018.809 | 1018.809 | 1018.809 | 1018.809 | 1018.809
Case A Flat-Cap Scenario | 10-State Contributions | Retire Nuclear | Retire Nuclear | Retire Nuclear | Capacity | MW | 0 | 0 | 0 | 0 | 1174 | 1840.06 | 2080.6238
Case A Flat-Cap Scenario | 10-State Contributions | Coal | Coal | Coal | Generation | GWh | 2744.684 | 0 | 0 | 0 | 0 | 0 | 0
Case A Flat-Cap Scenario | 10-State Contributions | Coal with CCS | Coal with CCS | Coal with CCS | Generation | GWh | 0 | 0 | 0 | 0 | 0 | 0 | 0
Case A Flat-Cap Scenario | 10-State Contributions | Combined Cycle | Combined Cycle | Combined Cycle | Generation | GWh | 138012.2354 | 127573.2371 | 122184.9681 | 118116.1754 | 134092.3769 | 130095.1178 | 87119.9843
Case A Flat-Cap Scenario | 10-State Contributions | Combustion Turbine | Combustion Turbine | Combustion Turbine | Generation | GWh | 2322.9403 | 590.0002 | 673.6663 | 638.9881 | 940.8126 | 846.1773 | 1132.1932
Case A Flat-Cap Scenario | 10-State Contributions | Oil/Gas | Oil/Gas | Oil/Gas | Generation | GWh | 8591.0546 | 2483.7687 | 3606.9953 | 5277.3536 | 4949.7944 | 6324.033 | 8619.5129
Case A Flat-Cap Scenario | 10-State Contributions | Other | Other | Other | Generation | GWh | 931.116 | 1363.056 | 1363.056 | 1363.056 | 1363.056 | 1363.056 | 1358.256
Case A Flat-Cap Scenario | 10-State Contributions | Nuclear | Nuclear | Nuclear | Generation | GWh | 93849.7912 | 94673.1754 | 94611.7271 | 95310.2813 | 84826.355 | 79902.297 | 78321.8894
Case A Flat-Cap Scenario | 10-State Contributions | Hydro | Hydro | Hydro | Generation | GWh | 36185.9185 | 35981.7507 | 36207.5814 | 35893.0946 | 35664.9856 | 35719.39 | 36134.168
Case A Flat-Cap Scenario | 10-State Contributions | Solar PV | Solar PV | Solar PV | Generation | GWh | 25717.4041 | 28952.823 | 28325.5298 | 30012.3086 | 29642.5776 | 29010.7324 | 28073.5626
Case A Flat-Cap Scenario | 10-State Contributions | Onshore Wind | Onshore Wind | Onshore Wind | Generation | GWh | 16532.1501 | 18277.3521 | 18287.8309 | 18972.5732 | 18652.7801 | 18717.9639 | 17852.4278
Case A Flat-Cap Scenario | 10-State Contributions | Offshore Wind | Offshore Wind | Offshore Wind | Generation | GWh | 575.5479 | 7603.5663 | 7430.4196 | 7244.2408 | 7678.8022 | 7552.0432 | 7460.4197
Case A Flat-Cap Scenario | 10-State Contributions | Battery Storage | Battery Storage | Battery Storage | Generation | GWh | 382.847 | 1676.4939 | 1864.1011 | 1218.3963 | 1361.2203 | 1399.6204 | 2082.8483
Case A Flat-Cap Scenario | 10-State Contributions | Other RE | Other RE | Other RE | Generation | GWh | 10479.0028 | 9234.7044 | 8985.2934 | 8985.0466 | 8927.6747 | 8933.1544 | 8914.0426
Case A Flat-Cap Scenario | 10-State Contributions | Combined Cycle | New Combined Cycle | New Combined Cycle | Generation | GWh | 0 | 0 | 3656.0678 | 1580.304 | 4604.3585 | 8124.2101 | 15448.8117
Case A Flat-Cap Scenario | 10-State Contributions | Combustion Turbine | New Combustion Turbine | New Combustion Turbine | Generation | GWh | 0 | 0 | 0 | 0 | 0 | 0 | 56.452
Case A Flat-Cap Scenario | 10-State Contributions | Other | New Other | New Other | Generation | GWh | 0 | 0 | 0 | 0 | 0 | 0 | 0
Case A Flat-Cap Scenario | 10-State Contributions | Other RE | New Other RE | New Other RE | Generation | GWh | 0 | 0 | 0 | 0 | 0 | 0 | 0
Case A Flat-Cap Scenario | 10-State Contributions | Solar PV | New Solar PV | New Solar PV | Generation | GWh | 0 | 0 | 0 | 0 | 0 | 14533.8761 | 61918.3384
Case A Flat-Cap Scenario | 10-State Contributions | Onshore Wind | New Onshore Wind | New Onshore Wind | Generation | GWh | 0 | 0 | 16489.8833 | 27414.6056 | 37758.2418 | 39169.8358 | 73485.9529
Case A Flat-Cap Scenario | 10-State Contributions | Offshore Wind | New Offshore Wind | New Offshore Wind | Generation | GWh | 4432.3851 | 10441.0877 | 15167.6333 | 30574.1957 | 30574.1957 | 30573.0965 | 30564.9772
Case A Flat-Cap Scenario | 10-State Contributions | Battery Storage | New Battery Storage | New Battery Storage | Generation | GWh | 2313.3586 | 6326.131 | 6656.3448 | 4436.4693 | 4396.0169 | 5036.4121 | 7094.0113
Case A Flat-Cap Scenario | 10-State Contributions | Solar PV | New Solar PV | New Paired Solar PV | Generation | GWh | 0 | 0 | 0 | 0 | 0 | 4043.5213 | 13104.7741
Case A Flat-Cap Scenario | 10-State Contributions | Battery Storage | New Battery Storage | New Paired Battery Storage | Generation | GWh | 0 | 0 | 0 | 0 | 0 | 1211.4901 | 4838.4646
Case A Flat-Cap Scenario | 10-State Contributions | Hydrogen | New Hydrogen | New H2 CC | Generation | GWh | 0 | 0 | 0 | 0 | 0 | 0 | 0
Case A Flat-Cap Scenario | 10-State Contributions | Hydrogen | New Hydrogen | New H2 CT | Generation | GWh | 0 | 0 | 0 | 0 | 0 | 0 | 0
Case | State/Region | Technology Aggregate | Technology Type | Technology Sub-Type | Metric | Units | 2025 | 2028 | 2030 | 2032 | 2035 | 2037 | 2040
Case A Flat-Cap Scenario | ISONE | Coal | Coal | Coal | Capacity | MW | 518.856 | 0 | 0 | 0 | 0 | 0 | 0
Case A Flat-Cap Scenario | ISONE | Coal with CCS | Coal with CCS | Coal with CCS | Capacity | MW | 0 | 0 | 0 | 0 | 0 | 0 | 0
Case A Flat-Cap Scenario | ISONE | Combined Cycle | Combined Cycle | Combined Cycle | Capacity | MW | 13800.0538 | 13725.1508 | 13725.1508 | 13725.1508 | 13725.1508 | 13725.1508 | 13725.1508
Case A Flat-Cap Scenario | ISONE | Combustion Turbine | Combustion Turbine | Combustion Turbine | Capacity | MW | 3396.117 | 3234.829 | 3234.829 | 3234.829 | 3234.829 | 3234.829 | 3234.829
Case A Flat-Cap Scenario | ISONE | Oil/Gas | Oil/Gas | Oil/Gas | Capacity | MW | 4047.892 | 1472.5112 | 1472.5112 | 1472.5112 | 1472.5112 | 1472.5112 | 1472.5112
Case A Flat-Cap Scenario | ISONE | Other | Other | Other | Capacity | MW | 5.6 | 5.6 | 5.6 | 5.6 | 5.6 | 5.6 | 5.6
Case A Flat-Cap Scenario | ISONE | Nuclear | Nuclear | Nuclear | Capacity | MW | 3348 | 3348 | 3348 | 3348 | 3348 | 3348 | 3348
Case A Flat-Cap Scenario | ISONE | Hydro | Hydro | Hydro | Capacity | MW | 3611.358 | 3611.358 | 3611.358 | 3611.358 | 3611.358 | 3611.358 | 3611.358
Case A Flat-Cap Scenario | ISONE | Solar PV | Solar PV | Solar PV | Capacity | MW | 2843.0675 | 2933.0675 | 2933.0675 | 2933.0675 | 2933.0675 | 2933.0675 | 2933.0675
Case A Flat-Cap Scenario | ISONE | Onshore Wind | Onshore Wind | Onshore Wind | Capacity | MW | 1781.549 | 1781.549 | 1781.549 | 1781.549 | 1781.549 | 1781.549 | 1781.549
Case A Flat-Cap Scenario | ISONE | Battery Storage | Battery Storage | Battery Storage | Capacity | MW | 599.2 | 1460.52 | 1460.52 | 1460.52 | 1460.52 | 1460.52 | 1460.52
Case A Flat-Cap Scenario | ISONE | Other RE | Other RE | Other RE | Capacity | MW | 1286.345 | 595.7959 | 589.018 | 589.018 | 589.018 | 589.018 | 589.018
Case A Flat-Cap Scenario | ISONE | Combined Cycle | New Combined Cycle | New Combined Cycle | Capacity | MW | 0 | 0 | 0 | 0 | 94.2511 | 575.6571 | 1642.312
Case A Flat-Cap Scenario | ISONE | Combustion Turbine | New Combustion Turbine | New Combustion Turbine | Capacity | MW | 0 | 0 | 0 | 0 | 1801.5971 | 1801.5971 | 1801.5971
Case A Flat-Cap Scenario | ISONE | Other | New Other | New Other | Capacity | MW | 0 | 0 | 0 | 0 | 0 | 0 | 0
Case A Flat-Cap Scenario | ISONE | Other RE | New Other RE | New Other RE | Capacity | MW | 0 | 0 | 0 | 0 | 0 | 0 | 0
Case A Flat-Cap Scenario | ISONE | Solar PV | New Solar PV | New Solar PV | Capacity | MW | 0 | 0 | 0 | 0 | 0 | 2900.8403 | 15287.9113
Case A Flat-Cap Scenario | ISONE | Onshore Wind | New Onshore Wind | New Onshore Wind | Capacity | MW | 0 | 0 | 2872.4635 | 5414 | 8115.3719 | 8413.7855 | 9832.0906
Case A Flat-Cap Scenario | ISONE | Offshore Wind | New Offshore Wind | New Offshore Wind | Capacity | MW | 1545 | 1545 | 1545 | 1545 | 1545 | 1545 | 1545
Case A Flat-Cap Scenario | ISONE | Battery Storage | New Battery Storage | New Battery Storage | Capacity | MW | 594 | 594 | 594 | 594 | 594 | 594 | 594
Case A Flat-Cap Scenario | ISONE | Solar PV | New Solar PV | New Paired Solar PV | Capacity | MW | 0 | 0 | 0 | 0 | 0 | 1992.2066 | 2839.2123
Case A Flat-Cap Scenario | ISONE | Battery Storage | New Battery Storage | New Paired Battery Storage | Capacity | MW | 0 | 0 | 0 | 0 | 0 | 1195.3239 | 1703.5274
Case A Flat-Cap Scenario | ISONE | Hydrogen | New Hydrogen | New H2 CC | Capacity | MW | 0 | 0 | 0 | 0 | 0 | 0 | 0
Case A Flat-Cap Scenario | ISONE | Hydrogen | New Hydrogen | New H2 CT | Capacity | MW | 0 | 0 | 0 | 0 | 0 | 0 | 0
Case A Flat-Cap Scenario | ISONE | Retire Coal | Retire Coal | Retire Coal | Capacity | MW | 0 | 518.856 | 518.856 | 518.856 | 518.856 | 518.856 | 518.856
Case A Flat-Cap Scenario | ISONE | Retire Combined Cycle | Retire Combined Cycle | Retire Combined Cycle | Capacity | MW | 0 | 0 | 0 | 0 | 0 | 0 | 0
Case A Flat-Cap Scenario | ISONE | Retire Combustion Turbine | Retire Combustion Turbine | Retire Combustion Turbine | Capacity | MW | 0 | 5.6 | 5.6 | 5.6 | 5.6 | 5.6 | 5.6
Case A Flat-Cap Scenario | ISONE | Retire Oil/Gas | Retire Oil/Gas | Retire Oil/Gas | Capacity | MW | 0 | 2458.3808 | 2458.3808 | 2458.3808 | 2458.3808 | 2458.3808 | 2458.3808
Case A Flat-Cap Scenario | ISONE | Retire Other | Retire Other | Retire Other | Capacity | MW | 0 | 690.5491 | 697.327 | 697.327 | 697.327 | 697.327 | 697.327
Case A Flat-Cap Scenario | ISONE | Retire Nuclear | Retire Nuclear | Retire Nuclear | Capacity | MW | 0 | 0 | 0 | 0 | 0 | 0 | 0
Case A Flat-Cap Scenario | ISONE | Coal | Coal | Coal | Generation | GWh | 560.3645 | 0 | 0 | 0 | 0 | 0 | 0
Case A Flat-Cap Scenario | ISONE | Coal with CCS | Coal with CCS | Coal with CCS | Generation | GWh | 0 | 0 | 0 | 0 | 0 | 0 | 0
Case A Flat-Cap Scenario | ISONE | Combined Cycle | Combined Cycle | Combined Cycle | Generation | GWh | 41947.8013 | 43771.8464 | 39172.2915 | 36917.1199 | 35928.9159 | 31879.5811 | 15975.6526
Case A Flat-Cap Scenario | ISONE | Combustion Turbine | Combustion Turbine | Combustion Turbine | Generation | GWh | 31.6291 | 2.2165 | 3.5805 | 3.7019 | 31.5825 | 3.1764 | 0.539
Case A Flat-Cap Scenario | ISONE | Oil/Gas | Oil/Gas | Oil/Gas | Generation | GWh | 0 | 1.3606 | 1.3606 | 1.0628 | 0.5214 | 0.5214 | 0
Case A Flat-Cap Scenario | ISONE | Other | Other | Other | Generation | GWh | 49.056 | 49.056 | 49.056 | 49.056 | 49.056 | 49.056 | 49.056
Case A Flat-Cap Scenario | ISONE | Nuclear | Nuclear | Nuclear | Generation | GWh | 26724.9435 | 26724.9435 | 26724.9435 | 26724.9435 | 26724.9435 | 26724.9435 | 26724.9435
Case A Flat-Cap Scenario | ISONE | Hydro | Hydro | Hydro | Generation | GWh | 7062.2923 | 7041.3378 | 7100.8487 | 7062.3976 | 7097.9519 | 7039.1674 | 6912.1627
Case A Flat-Cap Scenario | ISONE | Solar PV | Solar PV | Solar PV | Generation | GWh | 5936.0077 | 6226.794 | 6226.794 | 6226.794 | 6226.0137 | 6226.6559 | 6224.0293
Case A Flat-Cap Scenario | ISONE | Onshore Wind | Onshore Wind | Onshore Wind | Generation | GWh | 5347.9951 | 5527.8366 | 5527.8366 | 5527.8366 | 5467.8971 | 5500.6944 | 4882.2376
Case A Flat-Cap Scenario | ISONE | Battery Storage | Battery Storage | Battery Storage | Generation | GWh | 14.1055 | 89.7835 | 300.9837 | 284.4991 | 354.6194 | 296.8677 | 863.867
Case A Flat-Cap Scenario | ISONE | Other RE | Other RE | Other RE | Generation | GWh | 5796.2963 | 4608.2756 | 4432.7365 | 4441.3461 | 4385.4337 | 4420.52 | 4384.4579
Case A Flat-Cap Scenario | ISONE | Combined Cycle | New Combined Cycle | New Combined Cycle | Generation | GWh | 0 | 0 | 0 | 0 | 330.2558 | 2017.1026 | 5754.6613
Case A Flat-Cap Scenario | ISONE | Combustion Turbine | New Combustion Turbine | New Combustion Turbine | Generation | GWh | 0 | 0 | 0 | 0 | 0 | 0 | 56.452
Case A Flat-Cap Scenario | ISONE | Other | New Other | New Other | Generation | GWh | 0 | 0 | 0 | 0 | 0 | 0 | 0
Case A Flat-Cap Scenario | ISONE | Other RE | New Other RE | New Other RE | Generation | GWh | 0 | 0 | 0 | 0 | 0 | 0 | 0
Case A Flat-Cap Scenario | ISONE | Solar PV | New Solar PV | New Solar PV | Generation | GWh | 0 | 0 | 0 | 0 | 0 | 6058.8934 | 32345.752
Case A Flat-Cap Scenario | ISONE | Onshore Wind | New Onshore Wind | New Onshore Wind | Generation | GWh | 0 | 0 | 13290.2666 | 24214.9889 | 34558.6251 | 35970.2191 | 42405.4644
Case A Flat-Cap Scenario | ISONE | Offshore Wind | New Offshore Wind | New Offshore Wind | Generation | GWh | 4432.3851 | 6361.9718 | 6361.9718 | 6361.9718 | 6361.9718 | 6360.8726 | 6352.7534
Case A Flat-Cap Scenario | ISONE | Battery Storage | New Battery Storage | New Battery Storage | Generation | GWh | 611.6638 | 587.4742 | 661.78 | 613.4009 | 773.5536 | 652.7613 | 867.24
Case A Flat-Cap Scenario | ISONE | Solar PV | New Solar PV | New Paired Solar PV | Generation | GWh | 0 | 0 | 0 | 0 | 0 | 4043.5213 | 5760.8788
Case A Flat-Cap Scenario | ISONE | Battery Storage | New Battery Storage | New Paired Battery Storage | Generation | GWh | 0 | 0 | 0 | 0 | 0 | 1211.4901 | 1843.1058
Case A Flat-Cap Scenario | ISONE | Hydrogen | New Hydrogen | New H2 CC | Generation | GWh | 0 | 0 | 0 | 0 | 0 | 0 | 0
Case A Flat-Cap Scenario | ISONE | Hydrogen | New Hydrogen | New H2 CT | Generation | GWh | 0 | 0 | 0 | 0 | 0 | 0 | 0
Case | State/Region | Technology Aggregate | Technology Type | Technology Sub-Type | Metric | Units | 2025 | 2028 | 2030 | 2032 | 2035 | 2037 | 2040
Case A Flat-Cap Scenario | RGGI PJM | Coal | Coal | Coal | Capacity | MW | 1695.497 | -2.2737e-13 | 0 | 0 | 0 | 0 | 0
Case A Flat-Cap Scenario | RGGI PJM | Coal with CCS | Coal with CCS | Coal with CCS | Capacity | MW | 0 | 0 | 0 | 0 | 0 | 0 | 0
Case A Flat-Cap Scenario | RGGI PJM | Combined Cycle | Combined Cycle | Combined Cycle | Capacity | MW | 10928.399 | 10928.399 | 10928.399 | 10928.399 | 10928.399 | 10928.399 | 10928.399
Case A Flat-Cap Scenario | RGGI PJM | Combustion Turbine | Combustion Turbine | Combustion Turbine | Capacity | MW | 4430.88 | 4400.98 | 4400.98 | 4400.98 | 4400.98 | 4400.98 | 4400.98
Case A Flat-Cap Scenario | RGGI PJM | Oil/Gas | Oil/Gas | Oil/Gas | Capacity | MW | 3064.6 | 2388.6 | 2388.6 | 2388.6 | 2388.6 | 2388.6 | 2388.6
Case A Flat-Cap Scenario | RGGI PJM | Other | Other | Other | Capacity | MW | 0 | 0 | 0 | 0 | 0 | 0 | 0
Case A Flat-Cap Scenario | RGGI PJM | Nuclear | Nuclear | Nuclear | Capacity | MW | 5244.1 | 5244.1 | 5244.1 | 5244.1 | 4070.1 | 3404.04 | 3163.4762
Case A Flat-Cap Scenario | RGGI PJM | Hydro | Hydro | Hydro | Capacity | MW | 971.28 | 971.28 | 971.28 | 971.28 | 971.28 | 971.28 | 971.28
Case A Flat-Cap Scenario | RGGI PJM | Solar PV | Solar PV | Solar PV | Capacity | MW | 3131.83 | 3557.93 | 3557.93 | 3557.93 | 3557.93 | 3557.93 | 3557.93
Case A Flat-Cap Scenario | RGGI PJM | Onshore Wind | Onshore Wind | Onshore Wind | Capacity | MW | 271 | 271 | 271 | 271 | 271 | 271 | 271
Case A Flat-Cap Scenario | RGGI PJM | Battery Storage | Battery Storage | Battery Storage | Capacity | MW | 151.8 | 201.8 | 201.8 | 201.8 | 201.8 | 201.8 | 201.8
Case A Flat-Cap Scenario | RGGI PJM | Other RE | Other RE | Other RE | Capacity | MW | 417.231 | 384.775 | 319.275 | 319.275 | 319.275 | 319.275 | 319.275
Case A Flat-Cap Scenario | RGGI PJM | Combined Cycle | New Combined Cycle | New Combined Cycle | Capacity | MW | 0 | 0 | 451 | 451 | 1219.7782 | 1219.7782 | 1219.7782
Case A Flat-Cap Scenario | RGGI PJM | Combustion Turbine | New Combustion Turbine | New Combustion Turbine | Capacity | MW | 0 | 0 | 0 | 0 | 0 | 0 | 0
Case A Flat-Cap Scenario | RGGI PJM | Other | New Other | New Other | Capacity | MW | 0 | 0 | 0 | 0 | 0 | 0 | 0
Case A Flat-Cap Scenario | RGGI PJM | Other RE | New Other RE | New Other RE | Capacity | MW | 0 | 0 | 0 | 0 | 0 | 0 | 0
Case A Flat-Cap Scenario | RGGI PJM | Solar PV | New Solar PV | New Solar PV | Capacity | MW | 0 | 0 | 0 | 0 | 0 | 4000 | 13944.2961
Case A Flat-Cap Scenario | RGGI PJM | Onshore Wind | New Onshore Wind | New Onshore Wind | Capacity | MW | 0 | 0 | 678 | 678 | 678 | 678 | 678
Case A Flat-Cap Scenario | RGGI PJM | Offshore Wind | New Offshore Wind | New Offshore Wind | Capacity | MW | 0 | 1056.8 | 2204.8 | 5946.8 | 5946.8 | 5946.8 | 5946.8
Case A Flat-Cap Scenario | RGGI PJM | Battery Storage | New Battery Storage | New Battery Storage | Capacity | MW | 1349.5181 | 1349.5181 | 1349.5181 | 1349.5181 | 1349.5181 | 1349.5181 | 1349.5181
Case A Flat-Cap Scenario | RGGI PJM | Solar PV | New Solar PV | New Paired Solar PV | Capacity | MW | 0 | 0 | 0 | 0 | 0 | 0 | 3419.3593
Case A Flat-Cap Scenario | RGGI PJM | Battery Storage | New Battery Storage | New Paired Battery Storage | Capacity | MW | 0 | 0 | 0 | 0 | 0 | 0 | 2051.6156
Case A Flat-Cap Scenario | RGGI PJM | Hydrogen | New Hydrogen | New H2 CC | Capacity | MW | 0 | 0 | 0 | 0 | 0 | 0 | 0
Case A Flat-Cap Scenario | RGGI PJM | Hydrogen | New Hydrogen | New H2 CT | Capacity | MW | 0 | 0 | 0 | 0 | 0 | 0 | 0
Case A Flat-Cap Scenario | RGGI PJM | Retire Coal | Retire Coal | Retire Coal | Capacity | MW | 0 | 1275.497 | 0 | 0 | 0 | 0 | 0
Case A Flat-Cap Scenario | RGGI PJM | Retire Combined Cycle | Retire Combined Cycle | Retire Combined Cycle | Capacity | MW | 0 | 0 | 0 | 0 | 0 | 0 | 0
Case A Flat-Cap Scenario | RGGI PJM | Retire Combustion Turbine | Retire Combustion Turbine | Retire Combustion Turbine | Capacity | MW | 0 | 0 | 0 | 0 | 0 | 0 | 0
Case A Flat-Cap Scenario | RGGI PJM | Retire Oil/Gas | Retire Oil/Gas | Retire Oil/Gas | Capacity | MW | 0 | 0 | 0 | 0 | 0 | 0 | 0
Case A Flat-Cap Scenario | RGGI PJM | Retire Other | Retire Other | Retire Other | Capacity | MW | 0 | 32.456 | 97.956 | 97.956 | 97.956 | 97.956 | 97.956
Case A Flat-Cap Scenario | RGGI PJM | Retire Nuclear | Retire Nuclear | Retire Nuclear | Capacity | MW | 0 | 0 | 0 | 0 | 1174 | 1840.06 | 2080.6238
Case A Flat-Cap Scenario | RGGI PJM | Coal | Coal | Coal | Generation | GWh | 2184.3196 | 0 | 0 | 0 | 0 | 0 | 0
Case A Flat-Cap Scenario | RGGI PJM | Coal with CCS | Coal with CCS | Coal with CCS | Generation | GWh | 0 | 0 | 0 | 0 | 0 | 0 | 0
Case A Flat-Cap Scenario | RGGI PJM | Combined Cycle | Combined Cycle | Combined Cycle | Generation | GWh | 51128.7174 | 44467.8864 | 42131.0927 | 40000.8903 | 48405.3044 | 46728.569 | 31192.2929
Case A Flat-Cap Scenario | RGGI PJM | Combustion Turbine | Combustion Turbine | Combustion Turbine | Generation | GWh | 229.4647 | 199.51 | 236.3854 | 225.3683 | 276.6409 | 165.7028 | 285.1652
Case A Flat-Cap Scenario | RGGI PJM | Oil/Gas | Oil/Gas | Oil/Gas | Generation | GWh | 43.7224 | 40.5296 | 40.5296 | 43.4267 | 40.5296 | 40.5296 | 17.0504
Case A Flat-Cap Scenario | RGGI PJM | Other | Other | Other | Generation | GWh | 0 | 0 | 0 | 0 | 0 | 0 | 0
Case A Flat-Cap Scenario | RGGI PJM | Nuclear | Nuclear | Nuclear | Generation | GWh | 42194.0549 | 42194.0549 | 42194.0549 | 42194.0549 | 32270.0676 | 27386.525 | 25622.7149
Case A Flat-Cap Scenario | RGGI PJM | Hydro | Hydro | Hydro | Generation | GWh | 1956.9432 | 1978.2299 | 1976.8383 | 1929.5204 | 1887.9348 | 1934.1529 | 2202.7645
Case A Flat-Cap Scenario | RGGI PJM | Solar PV | Solar PV | Solar PV | Generation | GWh | 5745.2976 | 7395.561 | 7443.9853 | 7443.9853 | 7443.9853 | 7443.9853 | 7443.9853
Case A Flat-Cap Scenario | RGGI PJM | Onshore Wind | Onshore Wind | Onshore Wind | Generation | GWh | 737.0804 | 785.4449 | 785.4449 | 785.4449 | 785.4449 | 785.4449 | 785.4449
Case A Flat-Cap Scenario | RGGI PJM | Battery Storage | Battery Storage | Battery Storage | Generation | GWh | 58.1539 | 101.9257 | 127.5244 | 53.9838 | 54.1639 | 79.2497 | 214.2218
Case A Flat-Cap Scenario | RGGI PJM | Other RE | Other RE | Other RE | Generation | GWh | 2432.2163 | 2381.8509 | 2317.8429 | 2317.8429 | 2317.8429 | 2319.1779 | 2329.671
Case A Flat-Cap Scenario | RGGI PJM | Combined Cycle | New Combined Cycle | New Combined Cycle | Generation | GWh | 0 | 0 | 3656.0678 | 1580.304 | 4274.1027 | 4274.1027 | 4274.1027
Case A Flat-Cap Scenario | RGGI PJM | Combustion Turbine | New Combustion Turbine | New Combustion Turbine | Generation | GWh | 0 | 0 | 0 | 0 | 0 | 0 | 0
Case A Flat-Cap Scenario | RGGI PJM | Other | New Other | New Other | Generation | GWh | 0 | 0 | 0 | 0 | 0 | 0 | 0
Case A Flat-Cap Scenario | RGGI PJM | Other RE | New Other RE | New Other RE | Generation | GWh | 0 | 0 | 0 | 0 | 0 | 0 | 0
Case A Flat-Cap Scenario | RGGI PJM | Solar PV | New Solar PV | New Solar PV | Generation | GWh | 0 | 0 | 0 | 0 | 0 | 8474.9827 | 29572.5864
Case A Flat-Cap Scenario | RGGI PJM | Onshore Wind | New Onshore Wind | New Onshore Wind | Generation | GWh | 0 | 0 | 2882.4308 | 2882.4308 | 2882.4308 | 2882.4308 | 2882.4308
Case A Flat-Cap Scenario | RGGI PJM | Offshore Wind | New Offshore Wind | New Offshore Wind | Generation | GWh | 0 | 4079.1159 | 8805.6615 | 24212.2239 | 24212.2239 | 24212.2239 | 24212.2239
Case A Flat-Cap Scenario | RGGI PJM | Battery Storage | New Battery Storage | New Battery Storage | Generation | GWh | 1701.6948 | 1629.1652 | 1799.7936 | 1393.141 | 818.7742 | 1782.6866 | 1970.2965
Case A Flat-Cap Scenario | RGGI PJM | Solar PV | New Solar PV | New Paired Solar PV | Generation | GWh | 0 | 0 | 0 | 0 | 0 | 0 | 7343.8954
Case A Flat-Cap Scenario | RGGI PJM | Battery Storage | New Battery Storage | New Paired Battery Storage | Generation | GWh | 0 | 0 | 0 | 0 | 0 | 0 | 2995.3588
Case A Flat-Cap Scenario | RGGI PJM | Hydrogen | New Hydrogen | New H2 CC | Generation | GWh | 0 | 0 | 0 | 0 | 0 | 0 | 0
Case A Flat-Cap Scenario | RGGI PJM | Hydrogen | New Hydrogen | New H2 CT | Generation | GWh | 0 | 0 | 0 | 0 | 0 | 0 | 0
Case | State/Region | Technology Aggregate | Technology Type | Technology Sub-Type | Metric | Units | 2025 | 2028 | 2030 | 2032 | 2035 | 2037 | 2040
Case A Flat-Cap Scenario | Non-RGGI Eastern Interconnection | Coal | Coal | Coal | Capacity | MW | 120578.1443 | 78054.7703 | 46055.6256 | 1670.4198 | 1457.651 | 1427.251 | 1227.7862
Case A Flat-Cap Scenario | Non-RGGI Eastern Interconnection | Coal with CCS | Coal with CCS | Coal with CCS | Capacity | MW | 0 | 0 | 0 | 6846.3803 | 6846.3803 | 6846.3803 | 6846.3803
Case A Flat-Cap Scenario | Non-RGGI Eastern Interconnection | Combined Cycle | Combined Cycle | Combined Cycle | Capacity | MW | 175351.3028 | 178652.3028 | 178652.3028 | 178201.1912 | 178201.1912 | 177901.2299 | 166352.4152
Case A Flat-Cap Scenario | Non-RGGI Eastern Interconnection | Combustion Turbine | Combustion Turbine | Combustion Turbine | Capacity | MW | 108679.061 | 107072.061 | 106699.0113 | 105688.4686 | 105688.4686 | 103909.4649 | 90432.9923
Case A Flat-Cap Scenario | Non-RGGI Eastern Interconnection | Oil/Gas | Oil/Gas | Oil/Gas | Capacity | MW | 61496.7191 | 58338.7787 | 68086.5992 | 67916.5992 | 66220.5963 | 57787.6163 | 34074.2098
Case A Flat-Cap Scenario | Non-RGGI Eastern Interconnection | Other | Other | Other | Capacity | MW | 237.6 | 237.6 | 237.6 | 237.6 | 237.6 | 237.6 | 237.6
Case A Flat-Cap Scenario | Non-RGGI Eastern Interconnection | Nuclear | Nuclear | Nuclear | Capacity | MW | 82051 | 83017 | 83010 | 83538 | 75922.4883 | 66661.4505 | 42969.8546
Case A Flat-Cap Scenario | Non-RGGI Eastern Interconnection | Hydro | Hydro | Hydro | Capacity | MW | 60401.618 | 60402.613 | 60402.613 | 60401.213 | 60401.213 | 60401.213 | 60401.213
Case A Flat-Cap Scenario | Non-RGGI Eastern Interconnection | Solar PV | Solar PV | Solar PV | Capacity | MW | 52169.698 | 54924.698 | 54924.698 | 54924.698 | 54924.698 | 54924.698 | 54924.698
Case A Flat-Cap Scenario | Non-RGGI Eastern Interconnection | Onshore Wind | Onshore Wind | Onshore Wind | Capacity | MW | 87104.957 | 88114.957 | 88114.957 | 88114.957 | 88114.957 | 88114.957 | 88114.957
Case A Flat-Cap Scenario | Non-RGGI Eastern Interconnection | Battery Storage | Battery Storage | Battery Storage | Capacity | MW | 1222.4 | 1632.4 | 1632.4 | 1632.4 | 1632.4 | 1632.4 | 1632.4
Case A Flat-Cap Scenario | Non-RGGI Eastern Interconnection | Other RE | Other RE | Other RE | Capacity | MW | 6433.43 | 3903.7896 | 3814.96 | 3441.986 | 3441.986 | 3441.986 | 3422.926
Case A Flat-Cap Scenario | Non-RGGI Eastern Interconnection | Combined Cycle | New Combined Cycle | New Combined Cycle | Capacity | MW | 0 | 26386.5577 | 28762.6614 | 54769.2896 | 61298.9172 | 61339.316 | 61339.316
Case A Flat-Cap Scenario | Non-RGGI Eastern Interconnection | Combustion Turbine | New Combustion Turbine | New Combustion Turbine | Capacity | MW | 0 | 542.082 | 542.082 | 15246.7675 | 15246.7675 | 15246.7675 | 15386.2131
Case A Flat-Cap Scenario | Non-RGGI Eastern Interconnection | Other | New Other | New Other | Capacity | MW | 0 | 0 | 0 | 0 | 0 | 0 | 0
Case A Flat-Cap Scenario | Non-RGGI Eastern Interconnection | Other RE | New Other RE | New Other RE | Capacity | MW | 0 | 0 | 0 | 6269.4347 | 6271.4347 | 6271.4347 | 6271.4347
Case A Flat-Cap Scenario | Non-RGGI Eastern Interconnection | Solar PV | New Solar PV | New Solar PV | Capacity | MW | 0 | 0 | 0 | 0 | 10928.4376 | 99481.2536 | 205581.2513
Case A Flat-Cap Scenario | Non-RGGI Eastern Interconnection | Onshore Wind | New Onshore Wind | New Onshore Wind | Capacity | MW | 0 | 5755.5111 | 87085.3067 | 98666.2926 | 132779.8753 | 146930.1908 | 286407.9137
Case A Flat-Cap Scenario | Non-RGGI Eastern Interconnection | Offshore Wind | New Offshore Wind | New Offshore Wind | Capacity | MW | 12 | 2612 | 2612 | 2612 | 2612 | 2612 | 2612
Case A Flat-Cap Scenario | Non-RGGI Eastern Interconnection | Battery Storage | New Battery Storage | New Battery Storage | Capacity | MW | 10027.0251 | 10027.0251 | 10329.2766 | 10329.2766 | 10329.2766 | 10329.2766 | 10329.2766
Case A Flat-Cap Scenario | Non-RGGI Eastern Interconnection | Solar PV | New Solar PV | New Paired Solar PV | Capacity | MW | 0 | 0 | 9236 | 9966.7021 | 23002.9637 | 33923.2018 | 90480.2275
Case A Flat-Cap Scenario | Non-RGGI Eastern Interconnection | Battery Storage | New Battery Storage | New Paired Battery Storage | Capacity | MW | 0 | 0 | 5541.6 | 5980.0212 | 13801.7782 | 20353.9211 | 54288.1365
Case A Flat-Cap Scenario | Non-RGGI Eastern Interconnection | Hydrogen | New Hydrogen | New H2 CC | Capacity | MW | 0 | 0 | 0 | 0 | 0 | 0 | 0
Case A Flat-Cap Scenario | Non-RGGI Eastern Interconnection | Hydrogen | New Hydrogen | New H2 CT | Capacity | MW | 0 | 0 | 0 | 0 | 0 | 0 | 0
Case A Flat-Cap Scenario | Non-RGGI Eastern Interconnection | Retire Coal | Retire Coal | Retire Coal | Capacity | MW | 0 | 18441.6316 | 27654.7787 | 56855.5641 | 51934.2869 | 51964.6869 | 52164.1517
Case A Flat-Cap Scenario | Non-RGGI Eastern Interconnection | Retire Combined Cycle | Retire Combined Cycle | Retire Combined Cycle | Capacity | MW | 0 | 0 | 0 | 265 | 265 | 564.9613 | 12113.776
Case A Flat-Cap Scenario | Non-RGGI Eastern Interconnection | Retire Combustion Turbine | Retire Combustion Turbine | Retire Combustion Turbine | Capacity | MW | 0 | 189.6 | 254.6497 | 665.9924 | 665.9924 | 2444.9961 | 15428.2687
Case A Flat-Cap Scenario | Non-RGGI Eastern Interconnection | Retire Oil/Gas | Retire Oil/Gas | Retire Oil/Gas | Capacity | MW | 0 | 1471.2648 | 1382.0239 | 1138.0239 | 1700.0268 | 10133.0068 | 33846.4133
Case A Flat-Cap Scenario | Non-RGGI Eastern Interconnection | Retire Other | Retire Other | Retire Other | Capacity | MW | 0 | 2491.1504 | 2579.98 | 2952.954 | 2952.954 | 2952.954 | 2972.014
Case A Flat-Cap Scenario | Non-RGGI Eastern Interconnection | Retire Nuclear | Retire Nuclear | Retire Nuclear | Capacity | MW | 0 | 0 | 0 | 0 | 9965.5117 | 19226.5495 | 42918.1454
Case A Flat-Cap Scenario | Non-RGGI Eastern Interconnection | Coal | Coal | Coal | Generation | GWh | 578727.3613 | 378024.3701 | 159812.9561 | 7033.2448 | 7006.4263 | 6471.2067 | 5621.9085
Case A Flat-Cap Scenario | Non-RGGI Eastern Interconnection | Coal with CCS | Coal with CCS | Coal with CCS | Generation | GWh | 0 | 0 | 0 | 59974.2915 | 59974.2915 | 59974.2915 | 59974.2915
Case A Flat-Cap Scenario | Non-RGGI Eastern Interconnection | Combined Cycle | Combined Cycle | Combined Cycle | Generation | GWh | 1011610.791 | 1076622.665 | 978735.9815 | 1047106.582 | 1025134.814 | 900963.7462 | 385860.9393
Case A Flat-Cap Scenario | Non-RGGI Eastern Interconnection | Combustion Turbine | Combustion Turbine | Combustion Turbine | Generation | GWh | 9760.7602 | 10436.3938 | 10276.2553 | 9513.1779 | 4913.9818 | 1347.8808 | 1098.4284
Case A Flat-Cap Scenario | Non-RGGI Eastern Interconnection | Oil/Gas | Oil/Gas | Oil/Gas | Generation | GWh | 9155.4285 | 13464.4113 | 20834.3999 | 32425.5487 | 10050.8005 | 6298.956 | 220.8367
Case A Flat-Cap Scenario | Non-RGGI Eastern Interconnection | Other | Other | Other | Generation | GWh | 2081.376 | 2081.376 | 2081.376 | 2081.376 | 2081.376 | 2081.376 | 2081.376
Case A Flat-Cap Scenario | Non-RGGI Eastern Interconnection | Nuclear | Nuclear | Nuclear | Generation | GWh | 658133.7464 | 666716.741 | 667470.4185 | 673879.4479 | 620550.7195 | 546315.3698 | 336748.4077
Case A Flat-Cap Scenario | Non-RGGI Eastern Interconnection | Hydro | Hydro | Hydro | Generation | GWh | 193640.8665 | 193198.4153 | 191789.1508 | 189243.7588 | 188768.9824 | 192764.2174 | 194804.4965
Case A Flat-Cap Scenario | Non-RGGI Eastern Interconnection | Solar PV | Solar PV | Solar PV | Generation | GWh | 112255.3996 | 121213.6138 | 121213.6138 | 121213.6138 | 121213.6138 | 121213.6138 | 120491.8309
Case A Flat-Cap Scenario | Non-RGGI Eastern Interconnection | Onshore Wind | Onshore Wind | Onshore Wind | Generation | GWh | 302152.6874 | 308266.3164 | 308263.4643 | 308263.4643 | 308267.2353 | 308263.4643 | 294234.7361
Case A Flat-Cap Scenario | Non-RGGI Eastern Interconnection | Battery Storage | Battery Storage | Battery Storage | Generation | GWh | 937.5107 | 644.1494 | 673.6875 | 374.1786 | 300.2195 | 629.3599 | 1647.6523
Case A Flat-Cap Scenario | Non-RGGI Eastern Interconnection | Other RE | Other RE | Other RE | Generation | GWh | 30975.9658 | 27977.5304 | 26646.7181 | 26291.7114 | 26291.7129 | 26291.7696 | 24726.7353
Case A Flat-Cap Scenario | Non-RGGI Eastern Interconnection | Combined Cycle | New Combined Cycle | New Combined Cycle | Generation | GWh | 0 | 218613.3634 | 235409.079 | 194672.1899 | 218609.9517 | 218967.3445 | 201754.4519
Case A Flat-Cap Scenario | Non-RGGI Eastern Interconnection | Combustion Turbine | New Combustion Turbine | New Combustion Turbine | Generation | GWh | 0 | 234.2491 | 327.4175 | 31380.7755 | 16029.8129 | 5760.7192 | 3563.9956
Case A Flat-Cap Scenario | Non-RGGI Eastern Interconnection | Other | New Other | New Other | Generation | GWh | 0 | 0 | 0 | 0 | 0 | 0 | 0
Case A Flat-Cap Scenario | Non-RGGI Eastern Interconnection | Other RE | New Other RE | New Other RE | Generation | GWh | 0 | 0 | 0 | 33071.3826 | 33081.8214 | 33081.8214 | 33081.8214
Case A Flat-Cap Scenario | Non-RGGI Eastern Interconnection | Solar PV | New Solar PV | New Solar PV | Generation | GWh | 0 | 0 | 0 | 0 | 27624.8883 | 239375.1454 | 487565.1543
Case A Flat-Cap Scenario | Non-RGGI Eastern Interconnection | Onshore Wind | New Onshore Wind | New Onshore Wind | Generation | GWh | 0 | 22371.468 | 365281.3835 | 415375.0872 | 555942.7306 | 615826.4203 | 1114812.099
Case A Flat-Cap Scenario | Non-RGGI Eastern Interconnection | Offshore Wind | New Offshore Wind | New Offshore Wind | Generation | GWh | 46.3185 | 10751.0385 | 10751.0385 | 10751.0385 | 10751.0385 | 10751.0385 | 10751.0385
Case A Flat-Cap Scenario | Non-RGGI Eastern Interconnection | Battery Storage | New Battery Storage | New Battery Storage | Generation | GWh | 10350.4667 | 11110.5685 | 11169.0674 | 7667.7424 | 9108.1228 | 12775.0056 | 14029.2645
Case A Flat-Cap Scenario | Non-RGGI Eastern Interconnection | Solar PV | New Solar PV | New Paired Solar PV | Generation | GWh | 0 | 0 | 21447.016 | 23276.0632 | 56304.8941 | 83846.7109 | 219838.5312
Case A Flat-Cap Scenario | Non-RGGI Eastern Interconnection | Battery Storage | New Battery Storage | New Paired Battery Storage | Generation | GWh | 0 | 0 | 6315.2382 | 1885.5557 | 8315.6594 | 29025.3126 | 79260.6792
Case A Flat-Cap Scenario | Non-RGGI Eastern Interconnection | Hydrogen | New Hydrogen | New H2 CC | Generation | GWh | 0 | 0 | 0 | 0 | 0 | 0 | 0
Case A Flat-Cap Scenario | Non-RGGI Eastern Interconnection | Hydrogen | New Hydrogen | New H2 CT | Generation | GWh | 0 | 0 | 0 | 0 | 0 | 0 | 0
Case | State/Region | Technology Aggregate | Technology Type | Technology Sub-Type | Metric | Units | 2025 | 2028 | 2030 | 2032 | 2035 | 2037 | 2040
Case A Flat-Cap Scenario | ON | Coal | Coal | Coal | Capacity | MW | 0 | 0 | 0 | 0 | 0 | 0 | 0
Case A Flat-Cap Scenario | ON | Coal with CCS | Coal with CCS | Coal with CCS | Capacity | MW | 0 | 0 | 0 | 0 | 0 | 0 | 0
Case A Flat-Cap Scenario | ON | Combined Cycle | Combined Cycle | Combined Cycle | Capacity | MW | 6655.6258 | 6655.6258 | 6655.6258 | 6655.6258 | 6655.6258 | 6655.6258 | 6655.6258
Case A Flat-Cap Scenario | ON | Combustion Turbine | Combustion Turbine | Combustion Turbine | Capacity | MW | 1082.25 | 1082.25 | 1082.25 | 1082.25 | 1082.25 | 1082.25 | 1082.25
Case A Flat-Cap Scenario | ON | Oil/Gas | Oil/Gas | Oil/Gas | Capacity | MW | 2503.417 | 2503.417 | 2503.417 | 2503.417 | 2503.417 | 2503.417 | 2503.417
Case A Flat-Cap Scenario | ON | Other | Other | Other | Capacity | MW | 0 | 0 | 0 | 0 | 0 | 0 | 0
Case A Flat-Cap Scenario | ON | Nuclear | Nuclear | Nuclear | Capacity | MW | 9508 | 9068 | 9051 | 9579 | 11929 | 11929 | 11929
Case A Flat-Cap Scenario | ON | Hydro | Hydro | Hydro | Capacity | MW | 9264.568 | 9264.568 | 9264.568 | 9264.568 | 9264.568 | 9264.568 | 9264.568
Case A Flat-Cap Scenario | ON | Solar PV | Solar PV | Solar PV | Capacity | MW | 1480.67 | 1480.67 | 1480.67 | 1480.67 | 1480.67 | 1480.67 | 1480.67
Case A Flat-Cap Scenario | ON | Onshore Wind | Onshore Wind | Onshore Wind | Capacity | MW | 5045.395 | 5045.395 | 5045.395 | 5045.395 | 5045.395 | 5045.395 | 5045.395
Case A Flat-Cap Scenario | ON | Battery Storage | Battery Storage | Battery Storage | Capacity | MW | 0 | 0 | 0 | 0 | 0 | 0 | 0
Case A Flat-Cap Scenario | ON | Other RE | Other RE | Other RE | Capacity | MW | 603.469 | 235.3 | 235.3 | 235.3 | 235.3 | 235.3 | 235.3
Case A Flat-Cap Scenario | ON | Combined Cycle | New Combined Cycle | New Combined Cycle | Capacity | MW | 0 | 0 | 0 | 0 | 0 | 0 | 0
Case A Flat-Cap Scenario | ON | Combustion Turbine | New Combustion Turbine | New Combustion Turbine | Capacity | MW | 0 | 0 | 0 | 444.4993 | 444.4993 | 444.4993 | 583.9449
Case A Flat-Cap Scenario | ON | Other | New Other | New Other | Capacity | MW | 0 | 0 | 0 | 0 | 0 | 0 | 0
Case A Flat-Cap Scenario | ON | Other RE | New Other RE | New Other RE | Capacity | MW | 0 | 0 | 0 | 0 | 0 | 0 | 0
Case A Flat-Cap Scenario | ON | Solar PV | New Solar PV | New Solar PV | Capacity | MW | 0 | 0 | 0 | 0 | 0 | 0 | 0
Case A Flat-Cap Scenario | ON | Onshore Wind | New Onshore Wind | New Onshore Wind | Capacity | MW | 0 | 0 | 0 | 815.3751 | 859.3549 | 1887.7747 | 2420.7405
Case A Flat-Cap Scenario | ON | Offshore Wind | New Offshore Wind | New Offshore Wind | Capacity | MW | 0 | 0 | 0 | 0 | 0 | 0 | 0
Case A Flat-Cap Scenario | ON | Battery Storage | New Battery Storage | New Battery Storage | Capacity | MW | 0 | 0 | 0 | 0 | 0 | 0 | 0
Case A Flat-Cap Scenario | ON | Solar PV | New Solar PV | New Paired Solar PV | Capacity | MW | 0 | 0 | 0 | 0 | 0 | 0 | 0
Case A Flat-Cap Scenario | ON | Battery Storage | New Battery Storage | New Paired Battery Storage | Capacity | MW | 0 | 0 | 0 | 0 | 0 | 0 | 0
Case A Flat-Cap Scenario | ON | Hydrogen | New Hydrogen | New H2 CC | Capacity | MW | 0 | 0 | 0 | 0 | 0 | 0 | 0
Case A Flat-Cap Scenario | ON | Hydrogen | New Hydrogen | New H2 CT | Capacity | MW | 0 | 0 | 0 | 0 | 0 | 0 | 0
Case A Flat-Cap Scenario | ON | Retire Coal | Retire Coal | Retire Coal | Capacity | MW | 0 | 0 | 0 | 0 | 0 | 0 | 0
Case A Flat-Cap Scenario | ON | Retire Combined Cycle | Retire Combined Cycle | Retire Combined Cycle | Capacity | MW | 0 | 0 | 0 | 0 | 0 | 0 | 0
Case A Flat-Cap Scenario | ON | Retire Combustion Turbine | Retire Combustion Turbine | Retire Combustion Turbine | Capacity | MW | 0 | 0 | 0 | 0 | 0 | 0 | 0
Case A Flat-Cap Scenario | ON | Retire Oil/Gas | Retire Oil/Gas | Retire Oil/Gas | Capacity | MW | 0 | 0 | 0 | 0 | 0 | 0 | 0
Case A Flat-Cap Scenario | ON | Retire Other | Retire Other | Retire Other | Capacity | MW | 0 | 368.169 | 368.169 | 368.169 | 368.169 | 368.169 | 368.169
Case A Flat-Cap Scenario | ON | Retire Nuclear | Retire Nuclear | Retire Nuclear | Capacity | MW | 0 | 0 | 0 | 0 | 0 | 0 | 0
Case A Flat-Cap Scenario | ON | Coal | Coal | Coal | Generation | GWh | 0 | 0 | 0 | 0 | 0 | 0 | 0
Case A Flat-Cap Scenario | ON | Coal with CCS | Coal with CCS | Coal with CCS | Generation | GWh | 0 | 0 | 0 | 0 | 0 | 0 | 0
Case A Flat-Cap Scenario | ON | Combined Cycle | Combined Cycle | Combined Cycle | Generation | GWh | 7204.2684 | 20042.9361 | 23358.3196 | 24271.525 | 20223.7001 | 21346.5805 | 20018.3392
Case A Flat-Cap Scenario | ON | Combustion Turbine | Combustion Turbine | Combustion Turbine | Generation | GWh | 0 | 0 | 282.8681 | 296.3884 | 31.5534 | 22.8701 | 29.5848
Case A Flat-Cap Scenario | ON | Oil/Gas | Oil/Gas | Oil/Gas | Generation | GWh | 0 | 0 | 0 | 0.51898 | 0 | 0 | 0
Case A Flat-Cap Scenario | ON | Other | Other | Other | Generation | GWh | 0 | 0 | 0 | 0 | 0 | 0 | 0
Case A Flat-Cap Scenario | ON | Nuclear | Nuclear | Nuclear | Generation | GWh | 79764.6896 | 76463.0705 | 77535.2497 | 83912.04 | 104498.04 | 104498.04 | 104498.04
Case A Flat-Cap Scenario | ON | Hydro | Hydro | Hydro | Generation | GWh | 41147.0206 | 41147.0206 | 41156.4166 | 41169.8146 | 41170.4706 | 41155.1986 | 41176.7746
Case A Flat-Cap Scenario | ON | Solar PV | Solar PV | Solar PV | Generation | GWh | 2939.2688 | 2939.2688 | 2939.2688 | 2939.2688 | 2939.2688 | 2939.2688 | 2939.2688
Case A Flat-Cap Scenario | ON | Onshore Wind | Onshore Wind | Onshore Wind | Generation | GWh | 14626.0581 | 14626.0581 | 14626.0581 | 14626.0581 | 14626.0581 | 14626.0581 | 14626.0581
Case A Flat-Cap Scenario | ON | Battery Storage | Battery Storage | Battery Storage | Generation | GWh | 0 | 0 | 0 | 0 | 0 | 0 | 0
Case A Flat-Cap Scenario | ON | Other RE | Other RE | Other RE | Generation | GWh | 3267.5081 | 1861.7297 | 1861.7297 | 1861.7297 | 1861.7297 | 1861.7297 | 1861.7297
Case A Flat-Cap Scenario | ON | Combined Cycle | New Combined Cycle | New Combined Cycle | Generation | GWh | 0 | 0 | 0 | 0 | 0 | 0 | 0
Case A Flat-Cap Scenario | ON | Combustion Turbine | New Combustion Turbine | New Combustion Turbine | Generation | GWh | 0 | 0 | 0 | 31.7663 | 1.2828 | 6.942 | 21.7709
Case A Flat-Cap Scenario | ON | Other | New Other | New Other | Generation | GWh | 0 | 0 | 0 | 0 | 0 | 0 | 0
Case A Flat-Cap Scenario | ON | Other RE | New Other RE | New Other RE | Generation | GWh | 0 | 0 | 0 | 0 | 0 | 0 | 0
Case A Flat-Cap Scenario | ON | Solar PV | New Solar PV | New Solar PV | Generation | GWh | 0 | 0 | 0 | 0 | 0 | 0 | 0
Case A Flat-Cap Scenario | ON | Onshore Wind | New Onshore Wind | New Onshore Wind | Generation | GWh | 0 | 0 | 0 | 3895.6371 | 4103.2599 | 8965.8899 | 11491.901
Case A Flat-Cap Scenario | ON | Offshore Wind | New Offshore Wind | New Offshore Wind | Generation | GWh | 0 | 0 | 0 | 0 | 0 | 0 | 0
Case A Flat-Cap Scenario | ON | Battery Storage | New Battery Storage | New Battery Storage | Generation | GWh | 0 | 0 | 0 | 0 | 0 | 0 | 0
Case A Flat-Cap Scenario | ON | Solar PV | New Solar PV | New Paired Solar PV | Generation | GWh | 0 | 0 | 0 | 0 | 0 | 0 | 0
Case A Flat-Cap Scenario | ON | Battery Storage | New Battery Storage | New Paired Battery Storage | Generation | GWh | 0 | 0 | 0 | 0 | 0 | 0 | 0
Case A Flat-Cap Scenario | ON | Hydrogen | New Hydrogen | New H2 CC | Generation | GWh | 0 | 0 | 0 | 0 | 0 | 0 | 0
Case A Flat-Cap Scenario | ON | Hydrogen | New Hydrogen | New H2 CT | Generation | GWh | 0 | 0 | 0 | 0 | 0 | 0 | 0
Case | State/Region | Technology Aggregate | Technology Type | Technology Sub-Type | Metric | Units | 2025 | 2028 | 2030 | 2032 | 2035 | 2037 | 2040
Case A Flat-Cap Scenario | CT | All | All | All | CO2 Emissions | Million Metric Tons | 7.5 | 7.8 | 6.9 | 5.8 | 4.4 | 4.5 | 2.7
Case A Flat-Cap Scenario | DE | All | All | All | CO2 Emissions | Million Metric Tons | 2.6 | 1.5 | 2.9 | 2 | 3.1 | 3.1 | 2.6
Case A Flat-Cap Scenario | ME | All | All | All | CO2 Emissions | Million Metric Tons | 1.1 | 0.8 | 0.1 | 0.2 | 0.5 | 0.3 | 0
Case A Flat-Cap Scenario | MD | All | All | All | CO2 Emissions | Million Metric Tons | 7.1 | 4 | 4 | 4.3 | 4.8 | 4.3 | 2.4
Case A Flat-Cap Scenario | MA | All | All | All | CO2 Emissions | Million Metric Tons | 5.3 | 5.7 | 5.5 | 5.2 | 5.6 | 5.2 | 4
Case A Flat-Cap Scenario | NH | All | All | All | CO2 Emissions | Million Metric Tons | 1.6 | 1.2 | 1 | 1.3 | 1.6 | 1.3 | 0.3
Case A Flat-Cap Scenario | NJ | All | All | All | CO2 Emissions | Million Metric Tons | 18.3 | 16.5 | 15.4 | 14.3 | 17.4 | 17.1 | 13.1
Case A Flat-Cap Scenario | NY | All | All | All | CO2 Emissions | Million Metric Tons | 21.7 | 15 | 16.5 | 17.7 | 21.2 | 22.7 | 20.6
Case A Flat-Cap Scenario | RI | All | All | All | CO2 Emissions | Million Metric Tons | 2.4 | 2.5 | 2.5 | 2.6 | 2.9 | 2.5 | 1.5
Case A Flat-Cap Scenario | VT | All | All | All | CO2 Emissions | Million Metric Tons | - | - | - | - | - | - | -
Case A Flat-Cap Scenario | ON | All | All | All | CO2 Emissions | Million Metric Tons | 4.7 | 8.4 | 9.9 | 10.4 | 8.5 | 9 | 8.5
Case A Flat-Cap Scenario | 10-State Contributions | All | All | All | CO2 Emissions | Million Metric Tons | 67.6 | 54.9 | 54.8 | 53.5 | 61.4 | 61.1 | 47.3
Case A Flat-Cap Scenario | RGGI PJM | All | All | All | CO2 Emissions | Million Metric Tons | 28 | 22 | 22.3 | 20.6 | 25.3 | 24.6 | 18.1
Case A Flat-Cap Scenario | Non-RGGI PJM | All | All | All | CO2 Emissions | Million Metric Tons | 536.2 | 437.3 | 356.7 | 273.7 | 256.7 | 230.3 | 132.7
Case | State/Region | Technology Aggregate | Technology Type | Technology Sub-Type | Metric | Units | 2025 | 2028 | 2030 | 2032 | 2035 | 2037 | 2040
Case A Flat-Cap Scenario | ISONE | Coal | Coal | Coal | CO2 Emissions | Million Metric Tons | 0.67411 | 0 | 0 | 0 | 0 | 0 | 0
Case A Flat-Cap Scenario | ISONE | Combined Cycle | Combined Cycle | Combined Cycle | CO2 Emissions | Million Metric Tons | 17.197 | 17.9362 | 16.0062 | 15.1021 | 14.8258 | 13.0269 | 6.3829
Case A Flat-Cap Scenario | ISONE | Combustion Turbine | Combustion Turbine | Combustion Turbine | CO2 Emissions | Million Metric Tons | 0 | 0 | 0 | 0 | 0.014015 | 0 | 0
Case A Flat-Cap Scenario | ISONE | Oil/Gas | Oil/Gas | Oil/Gas | CO2 Emissions | Million Metric Tons | 0 | 0 | 0 | 0 | 0 | 0 | 0
Case A Flat-Cap Scenario | ISONE | Combined Cycle | New Combined Cycle | New Combined Cycle | CO2 Emissions | Million Metric Tons | 0 | 0 | 0 | 0 | 0.12433 | 0.75875 | 2.1658
Case A Flat-Cap Scenario | ISONE | Combustion Turbine | New Combustion Turbine | New Combustion Turbine | CO2 Emissions | Million Metric Tons | 0 | 0 | 0 | 0 | 0 | 0 | 0.032733
Case A Flat-Cap Scenario | NYISO | Coal | Coal | Coal | CO2 Emissions | Million Metric Tons | 0 | 0 | 0 | 0 | 0 | 0 | 0
Case A Flat-Cap Scenario | NYISO | Combined Cycle | Combined Cycle | Combined Cycle | CO2 Emissions | Million Metric Tons | 18.4613 | 15.9605 | 16.6727 | 16.9025 | 20.4998 | 21.1932 | 16.2286
Case A Flat-Cap Scenario | NYISO | Combustion Turbine | Combustion Turbine | Combustion Turbine | CO2 Emissions | Million Metric Tons | 1.3387 | 0.22793 | 0.24524 | 0.23089 | 0.38697 | 0.39523 | 0.52828
Case A Flat-Cap Scenario | NYISO | Oil/Gas | Oil/Gas | Oil/Gas | CO2 Emissions | Million Metric Tons | 5.2417 | 1.5521 | 2.2587 | 3.278 | 3.0707 | 3.9766 | 5.5185
Case A Flat-Cap Scenario | NYISO | Combined Cycle | New Combined Cycle | New Combined Cycle | CO2 Emissions | Million Metric Tons | 0 | 0 | 0 | 0 | 0 | 0 | 1.1144
Case A Flat-Cap Scenario | NYISO | Combustion Turbine | New Combustion Turbine | New Combustion Turbine | CO2 Emissions | Million Metric Tons | 0 | 0 | 0 | 0 | 0 | 0 | 0
Case A Flat-Cap Scenario | PJM | Coal | Coal | Coal | CO2 Emissions | Million Metric Tons | 2.5524 | 0 | 0 | 0 | 0 | 0 | 0
Case A Flat-Cap Scenario | PJM | Combined Cycle | Combined Cycle | Combined Cycle | CO2 Emissions | Million Metric Tons | 21.5927 | 18.7261 | 17.7342 | 16.8436 | 20.3763 | 19.6665 | 13.159
Case A Flat-Cap Scenario | PJM | Combustion Turbine | Combustion Turbine | Combustion Turbine | CO2 Emissions | Million Metric Tons | 0.14307 | 0.12495 | 0.14784 | 0.14217 | 0.17561 | 0.10231 | 0.18707
Case A Flat-Cap Scenario | PJM | Oil/Gas | Oil/Gas | Oil/Gas | CO2 Emissions | Million Metric Tons | 0 | 0 | 0 | 0 | 0 | 0 | 0
Case A Flat-Cap Scenario | PJM | Combined Cycle | New Combined Cycle | New Combined Cycle | CO2 Emissions | Million Metric Tons | 0 | 0 | 1.3633 | 0.5893 | 1.5938 | 1.5938 | 1.5938
Case A Flat-Cap Scenario | PJM | Combustion Turbine | New Combustion Turbine | New Combustion Turbine | CO2 Emissions | Million Metric Tons | 0 | 0 | 0 | 0 | 0 | 0 | 0
Case A Flat-Cap Scenario | SERC | Coal | Coal | Coal | CO2 Emissions | Million Metric Tons | 134.6758 | 59.0168 | 32.4252 | 0 | 0 | 0 | 0
Case A Flat-Cap Scenario | SERC | Combined Cycle | Combined Cycle | Combined Cycle | CO2 Emissions | Million Metric Tons | 100.9718 | 100.1873 | 96.411 | 112.8375 | 114.2973 | 90.7527 | 26.7566
Case A Flat-Cap Scenario | SERC | Combustion Turbine | Combustion Turbine | Combustion Turbine | CO2 Emissions | Million Metric Tons | 1.1443 | 0.85465 | 0.8527 | 1.3699 | 0.95484 | 0.20719 | 0.037434
Case A Flat-Cap Scenario | SERC | Oil/Gas | Oil/Gas | Oil/Gas | CO2 Emissions | Million Metric Tons | 0.10043 | 0.58983 | 0.6077 | 1.2706 | 0.7421 | 0.6077 | 0.055537
Case A Flat-Cap Scenario | SERC | Combined Cycle | New Combined Cycle | New Combined Cycle | CO2 Emissions | Million Metric Tons | 0 | 22.2083 | 25.4003 | 22.5832 | 25.4114 | 25.4114 | 22.7026
Case A Flat-Cap Scenario | SERC | Combustion Turbine | New Combustion Turbine | New Combustion Turbine | CO2 Emissions | Million Metric Tons | 0 | 0 | 0 | 0 | 0 | 0 | 0
Case | State/Region | Technology Aggregate | Technology Type | Technology Sub-Type | Metric | Units | 2025 | 2028 | 2030 | 2032 | 2035 | 2037 | 2040
Case A Flat-Cap Scenario | Eastern Interconnection | Coal | Coal | Coal | CO2 Emissions | Million Metric Tons | 619.0112 | 402.606 | 168.2165 | 8.1936 | 8.2845 | 7.5986 | 6.551
Case A Flat-Cap Scenario | Eastern Interconnection | Combined Cycle | Combined Cycle | Combined Cycle | CO2 Emissions | Million Metric Tons | 481.1699 | 503.4086 | 459.9885 | 483.5538 | 480.3966 | 424.6102 | 190.6702
Case A Flat-Cap Scenario | Eastern Interconnection | Combustion Turbine | Combustion Turbine | Combustion Turbine | CO2 Emissions | Million Metric Tons | 7.667 | 6.8728 | 6.9425 | 6.4205 | 3.6853 | 1.4147 | 1.5133
Case A Flat-Cap Scenario | Eastern Interconnection | Oil/Gas | Oil/Gas | Oil/Gas | CO2 Emissions | Million Metric Tons | 10.5564 | 9.6255 | 14.8415 | 22.8243 | 9.0884 | 7.7216 | 5.6248
Case A Flat-Cap Scenario | Eastern Interconnection | Combined Cycle | New Combined Cycle | New Combined Cycle | CO2 Emissions | Million Metric Tons | 0 | 81.686 | 89.3106 | 73.2598 | 83.3151 | 84.7728 | 81.1116
Case A Flat-Cap Scenario | Eastern Interconnection | Combustion Turbine | New Combustion Turbine | New Combustion Turbine | CO2 Emissions | Million Metric Tons | 0 | 0.13583 | 0.18985 | 18.1958 | 9.2947 | 3.3403 | 2.0993
Case | State/Region | Season | Fuel Type Aggregate | Fuel Type | Metric | Units | 2025 | 2028 | 2030 | 2032 | 2035 | 2037 | 2040
Case A Flat-Cap Scenario | CT | Annual | Fossil | Coal | Fuel Consumption | TBtu | 0 | 0 | 0 | 0 | 0 | 0 | 0
Case A Flat-Cap Scenario | CT | Annual | Fossil | Gas | Fuel Consumption | TBtu | 130.178 | 133.8377 | 119.6224 | 100.0364 | 76.2543 | 77.2991 | 47.9526
Case A Flat-Cap Scenario | CT | Annual | Fossil | Oil | Fuel Consumption | TBtu | 0 | 0 | 0 | 0 | 0 | 0 | 0
Case A Flat-Cap Scenario | CT | Winter | Fossil | Coal | Fuel Consumption | TBtu | 0 | 0 | 0 | 0 | 0 | 0 | 0
Case A Flat-Cap Scenario | CT | Winter | Fossil | Gas | Fuel Consumption | TBtu | 30.2447 | 35.9441 | 30.8453 | 20.2213 | 9.402 | 12.2822 | 12.6544
Case A Flat-Cap Scenario | CT | Winter | Fossil | Oil | Fuel Consumption | TBtu | 0 | 0 | 0 | 0 | 0 | 0 | 0
Case A Flat-Cap Scenario | DE | Annual | Fossil | Coal | Fuel Consumption | TBtu | 3.4895 | 0 | 0 | 0 | 0 | 0 | 0
Case A Flat-Cap Scenario | DE | Annual | Fossil | Gas | Fuel Consumption | TBtu | 38.528 | 25.1498 | 49.3088 | 35.2744 | 52.7946 | 54.0073 | 43.7749
Case A Flat-Cap Scenario | DE | Annual | Fossil | Oil | Fuel Consumption | TBtu | 0 | 0 | 0 | 0 | 0 | 0 | 0
Case A Flat-Cap Scenario | DE | Winter | Fossil | Coal | Fuel Consumption | TBtu | 2.2693 | 0 | 0 | 0 | 0 | 0 | 0
Case A Flat-Cap Scenario | DE | Winter | Fossil | Gas | Fuel Consumption | TBtu | 5.7999 | 4.174 | 8.492 | 5.9224 | 11.2779 | 14.3136 | 6.955
Case A Flat-Cap Scenario | DE | Winter | Fossil | Oil | Fuel Consumption | TBtu | 0 | 0 | 0 | 0 | 0 | 0 | 0
Case A Flat-Cap Scenario | ME | Annual | Fossil | Coal | Fuel Consumption | TBtu | 0 | 0 | 0 | 0 | 0 | 0 | 0
Case A Flat-Cap Scenario | ME | Annual | Fossil | Gas | Fuel Consumption | TBtu | 18.5045 | 13.8731 | 1.4209 | 4.2247 | 8.9878 | 4.7417 | 0.55916
Case A Flat-Cap Scenario | ME | Annual | Fossil | Oil | Fuel Consumption | TBtu | 0 | 0 | 0 | 0 | 0 | 0 | 0
Case A Flat-Cap Scenario | ME | Winter | Fossil | Coal | Fuel Consumption | TBtu | 0 | 0 | 0 | 0 | 0 | 0 | 0
Case A Flat-Cap Scenario | ME | Winter | Fossil | Gas | Fuel Consumption | TBtu | 1.2232 | 4.1209 | 0 | 0 | 0 | 0 | 0
Case A Flat-Cap Scenario | ME | Winter | Fossil | Oil | Fuel Consumption | TBtu | 0 | 0 | 0 | 0 | 0 | 0 | 0
Case A Flat-Cap Scenario | MD | Annual | Fossil | Coal | Fuel Consumption | TBtu | 21.3755 | 0 | 0 | 0 | 0 | 0 | 0
Case A Flat-Cap Scenario | MD | Annual | Fossil | Gas | Fuel Consumption | TBtu | 84.0887 | 68.4324 | 69.0301 | 73.6183 | 81.8541 | 73.4399 | 41.417
Case A Flat-Cap Scenario | MD | Annual | Fossil | Oil | Fuel Consumption | TBtu | 0 | 0 | 0 | 0 | 0 | 0 | 0
Case A Flat-Cap Scenario | MD | Winter | Fossil | Coal | Fuel Consumption | TBtu | 21.3755 | 0 | 0 | 0 | 0 | 0 | 0
Case A Flat-Cap Scenario | MD | Winter | Fossil | Gas | Fuel Consumption | TBtu | 12.9862 | 12.9862 | 12.9862 | 14.2395 | 15.4651 | 13.0785 | 12.9862
Case A Flat-Cap Scenario | MD | Winter | Fossil | Oil | Fuel Consumption | TBtu | 0 | 0 | 0 | 0 | 0 | 0 | 0
Case A Flat-Cap Scenario | MA | Annual | Fossil | Coal | Fuel Consumption | TBtu | 0 | 0 | 0 | 0 | 0 | 0 | 0
Case A Flat-Cap Scenario | MA | Annual | Fossil | Gas | Fuel Consumption | TBtu | 89.9078 | 97.3151 | 93.8431 | 88.526 | 95.66 | 88.5546 | 68.3919
Case A Flat-Cap Scenario | MA | Annual | Fossil | Oil | Fuel Consumption | TBtu | 0 | 0 | 0 | 0 | 0 | 0 | 0
Case A Flat-Cap Scenario | MA | Winter | Fossil | Coal | Fuel Consumption | TBtu | 0 | 0 | 0 | 0 | 0 | 0 | 0
Case A Flat-Cap Scenario | MA | Winter | Fossil | Gas | Fuel Consumption | TBtu | 20.6324 | 24.9494 | 23.2899 | 18.4765 | 17.524 | 21.8083 | 16.5914
Case A Flat-Cap Scenario | MA | Winter | Fossil | Oil | Fuel Consumption | TBtu | 0 | 0 | 0 | 0 | 0 | 0 | 0
Case A Flat-Cap Scenario | NH | Annual | Fossil | Coal | Fuel Consumption | TBtu | 6.5671 | 0 | 0 | 0 | 0 | 0 | 0
Case A Flat-Cap Scenario | NH | Annual | Fossil | Gas | Fuel Consumption | TBtu | 15.3906 | 20.031 | 16.5583 | 21.6187 | 27.4686 | 22.7702 | 5.7201
Case A Flat-Cap Scenario | NH | Annual | Fossil | Oil | Fuel Consumption | TBtu | 0 | 0 | 0 | 0 | 0 | 0 | 0
Case A Flat-Cap Scenario | NH | Winter | Fossil | Coal | Fuel Consumption | TBtu | 6.5671 | 0 | 0 | 0 | 0 | 0 | 0
Case A Flat-Cap Scenario | NH | Winter | Fossil | Gas | Fuel Consumption | TBtu | 0.26527 | 4.7167 | 0.38979 | 1.6409 | 1.7846 | 0.26701 | 0
Case A Flat-Cap Scenario | NH | Winter | Fossil | Oil | Fuel Consumption | TBtu | 0 | 0 | 0 | 0 | 0 | 0 | 0
Case A Flat-Cap Scenario | NJ | Annual | Fossil | Coal | Fuel Consumption | TBtu | 0 | 0 | 0 | 0 | 0 | 0 | 0
Case A Flat-Cap Scenario | NJ | Annual | Fossil | Gas | Fuel Consumption | TBtu | 249.5962 | 229.3298 | 211.2983 | 192.1252 | 244.654 | 238.4257 | 170.5249
Case A Flat-Cap Scenario | NJ | Annual | Fossil | Oil | Fuel Consumption | TBtu | 0 | 0 | 0 | 0 | 0 | 0 | 0
Case A Flat-Cap Scenario | NJ | Winter | Fossil | Coal | Fuel Consumption | TBtu | 0 | 0 | 0 | 0 | 0 | 0 | 0
Case A Flat-Cap Scenario | NJ | Winter | Fossil | Gas | Fuel Consumption | TBtu | 78.0233 | 76.9245 | 74.6335 | 67.0904 | 76.598 | 75.9764 | 66.6588
Case A Flat-Cap Scenario | NJ | Winter | Fossil | Oil | Fuel Consumption | TBtu | 0 | 0 | 0 | 0 | 0 | 0 | 0
Case A Flat-Cap Scenario | NY | Annual | Fossil | Coal | Fuel Consumption | TBtu | 0 | 0 | 0 | 0 | 0 | 0 | 0
Case A Flat-Cap Scenario | NY | Annual | Fossil | Gas | Fuel Consumption | TBtu | 428.7196 | 304.6146 | 329.3893 | 350.5248 | 411.1856 | 450.9085 | 417.6486
Case A Flat-Cap Scenario | NY | Annual | Fossil | Oil | Fuel Consumption | TBtu | 0.76835 | 0 | 0 | 0 | 0 | 0 | 0
Case A Flat-Cap Scenario | NY | Winter | Fossil | Coal | Fuel Consumption | TBtu | 0 | 0 | 0 | 0 | 0 | 0 | 0
Case A Flat-Cap Scenario | NY | Winter | Fossil | Gas | Fuel Consumption | TBtu | 108.937 | 69.0092 | 72.7308 | 85.6705 | 98.696 | 111.9101 | 83.2715
Case A Flat-Cap Scenario | NY | Winter | Fossil | Oil | Fuel Consumption | TBtu | 0.76835 | 0 | 0 | 0 | 0 | 0 | 0
Case A Flat-Cap Scenario | RI | Annual | Fossil | Coal | Fuel Consumption | TBtu | 0 | 0 | 0 | 0 | 0 | 0 | 0
Case A Flat-Cap Scenario | RI | Annual | Fossil | Gas | Fuel Consumption | TBtu | 42.8316 | 44.389 | 45.0211 | 46.5209 | 50.16 | 44.9008 | 26.0202
Case A Flat-Cap Scenario | RI | Annual | Fossil | Oil | Fuel Consumption | TBtu | 0 | 0 | 0 | 0 | 0 | 0 | 0
Case A Flat-Cap Scenario | RI | Winter | Fossil | Coal | Fuel Consumption | TBtu | 0 | 0 | 0 | 0 | 0 | 0 | 0
Case A Flat-Cap Scenario | RI | Winter | Fossil | Gas | Fuel Consumption | TBtu | 11.5363 | 12.1092 | 12.1205 | 10.7589 | 11.3161 | 9.172 | 8.2037
Case A Flat-Cap Scenario | RI | Winter | Fossil | Oil | Fuel Consumption | TBtu | 0 | 0 | 0 | 0 | 0 | 0 | 0
Case A Flat-Cap Scenario | VT | Annual | Fossil | Coal | Fuel Consumption | TBtu | 0 | 0 | 0 | 0 | 0 | 0 | 0
Case A Flat-Cap Scenario | VT | Annual | Fossil | Gas | Fuel Consumption | TBtu | 0 | 0 | 0 | 0 | 0 | 0 | 0
Case A Flat-Cap Scenario | VT | Annual | Fossil | Oil | Fuel Consumption | TBtu | 0 | 0 | 0 | 0 | 0 | 0 | 0
Case A Flat-Cap Scenario | VT | Winter | Fossil | Coal | Fuel Consumption | TBtu | 0 | 0 | 0 | 0 | 0 | 0 | 0
Case A Flat-Cap Scenario | VT | Winter | Fossil | Gas | Fuel Consumption | TBtu | 0 | 0 | 0 | 0 | 0 | 0 | 0
Case A Flat-Cap Scenario | VT | Winter | Fossil | Oil | Fuel Consumption | TBtu | 0 | 0 | 0 | 0 | 0 | 0 | 0
Case A Flat-Cap Scenario | CT | Summer | Fossil | Coal | Fuel Consumption | TBtu | 0 | 0 | 0 | 0 | 0 | 0 | 0
Case A Flat-Cap Scenario | CT | Summer | Fossil | Gas | Fuel Consumption | TBtu | 55.5133 | 55.4012 | 47.7213 | 45.0146 | 40.776 | 39.3779 | 30.3048
Case A Flat-Cap Scenario | CT | Summer | Fossil | Oil | Fuel Consumption | TBtu | 0 | 0 | 0 | 0 | 0 | 0 | 0
Case A Flat-Cap Scenario | DE | Summer | Fossil | Coal | Fuel Consumption | TBtu | 1.2202 | 0 | 0 | 0 | 0 | 0 | 0
Case A Flat-Cap Scenario | DE | Summer | Fossil | Gas | Fuel Consumption | TBtu | 13.1091 | 10.1317 | 16.5029 | 16.7534 | 24.9033 | 22.886 | 14.5832
Case A Flat-Cap Scenario | DE | Summer | Fossil | Oil | Fuel Consumption | TBtu | 0 | 0 | 0 | 0 | 0 | 0 | 0
Case A Flat-Cap Scenario | ME | Summer | Fossil | Coal | Fuel Consumption | TBtu | 0 | 0 | 0 | 0 | 0 | 0 | 0
Case A Flat-Cap Scenario | ME | Summer | Fossil | Gas | Fuel Consumption | TBtu | 12.3081 | 6.5059 | 1.4209 | 4.2247 | 8.9878 | 4.7417 | 0.55916
Case A Flat-Cap Scenario | ME | Summer | Fossil | Oil | Fuel Consumption | TBtu | 0 | 0 | 0 | 0 | 0 | 0 | 0
Case A Flat-Cap Scenario | MD | Summer | Fossil | Coal | Fuel Consumption | TBtu | 0 | 0 | 0 | 0 | 0 | 0 | 0
Case A Flat-Cap Scenario | MD | Summer | Fossil | Gas | Fuel Consumption | TBtu | 31.372 | 30.9619 | 31.216 | 32.9735 | 32.83 | 31.3108 | 24.0156
Case A Flat-Cap Scenario | MD | Summer | Fossil | Oil | Fuel Consumption | TBtu | 0 | 0 | 0 | 0 | 0 | 0 | 0
Case A Flat-Cap Scenario | MA | Summer | Fossil | Coal | Fuel Consumption | TBtu | 0 | 0 | 0 | 0 | 0 | 0 | 0
Case A Flat-Cap Scenario | MA | Summer | Fossil | Gas | Fuel Consumption | TBtu | 40.9758 | 38.2395 | 38.7801 | 40.7285 | 45.5972 | 42.0232 | 25.4085
Case A Flat-Cap Scenario | MA | Summer | Fossil | Oil | Fuel Consumption | TBtu | 0 | 0 | 0 | 0 | 0 | 0 | 0
Case A Flat-Cap Scenario | NH | Summer | Fossil | Coal | Fuel Consumption | TBtu | 0 | 0 | 0 | 0 | 0 | 0 | 0
Case A Flat-Cap Scenario | NH | Summer | Fossil | Gas | Fuel Consumption | TBtu | 12.9093 | 11.8613 | 12.7155 | 13.7629 | 16.7126 | 16.4818 | 5.7201
Case A Flat-Cap Scenario | NH | Summer | Fossil | Oil | Fuel Consumption | TBtu | 0 | 0 | 0 | 0 | 0 | 0 | 0
Case A Flat-Cap Scenario | NJ | Summer | Fossil | Coal | Fuel Consumption | TBtu | 0 | 0 | 0 | 0 | 0 | 0 | 0
Case A Flat-Cap Scenario | NJ | Summer | Fossil | Gas | Fuel Consumption | TBtu | 89.3128 | 83.2926 | 76.9347 | 71.171 | 92.2153 | 87.9128 | 65.8295
Case A Flat-Cap Scenario | NJ | Summer | Fossil | Oil | Fuel Consumption | TBtu | 0 | 0 | 0 | 0 | 0 | 0 | 0
Case A Flat-Cap Scenario | NY | Summer | Fossil | Coal | Fuel Consumption | TBtu | 0 | 0 | 0 | 0 | 0 | 0 | 0
Case A Flat-Cap Scenario | NY | Summer | Fossil | Gas | Fuel Consumption | TBtu | 145.7454 | 116.2925 | 119.9493 | 128.9339 | 159.1596 | 168.2122 | 191.2011
Case A Flat-Cap Scenario | NY | Summer | Fossil | Oil | Fuel Consumption | TBtu | 0 | 0 | 0 | 0 | 0 | 0 | 0
Case A Flat-Cap Scenario | RI | Summer | Fossil | Coal | Fuel Consumption | TBtu | 0 | 0 | 0 | 0 | 0 | 0 | 0
Case A Flat-Cap Scenario | RI | Summer | Fossil | Gas | Fuel Consumption | TBtu | 13.2504 | 13.2914 | 13.3396 | 14.2075 | 15.7442 | 13.3396 | 12.7963
Case A Flat-Cap Scenario | RI | Summer | Fossil | Oil | Fuel Consumption | TBtu | 0 | 0 | 0 | 0 | 0 | 0 | 0
Case A Flat-Cap Scenario | VT | Summer | Fossil | Coal | Fuel Consumption | TBtu | 0 | 0 | 0 | 0 | 0 | 0 | 0
Case A Flat-Cap Scenario | VT | Summer | Fossil | Gas | Fuel Consumption | TBtu | 0 | 0 | 0 | 0 | 0 | 0 | 0
Case A Flat-Cap Scenario | VT | Summer | Fossil | Oil | Fuel Consumption | TBtu | 0 | 0 | 0 | 0 | 0 | 0 | 0
Case | State/Region | Season | Fuel Type Aggregate | Fuel Type | Metric | Units | 2025 | 2028 | 2030 | 2032 | 2035 | 2037 | 2040
Case A Flat-Cap Scenario | 10-State Contributions | Annual | Fossil | Coal | Fuel Consumption | TBtu | 31.432 | 0 | 0 | 0 | 0 | 0 | 0
Case A Flat-Cap Scenario | 10-State Contributions | Annual | Fossil | Gas | Fuel Consumption | TBtu | 1097.7452 | 936.9726 | 935.4924 | 912.4694 | 1049.0191 | 1055.0479 | 822.0094
Case A Flat-Cap Scenario | 10-State Contributions | Annual | Fossil | Oil | Fuel Consumption | TBtu | 0.76835 | 0 | 0 | 0 | 0 | 0 | 0
Case A Flat-Cap Scenario | 10-State Contributions | Winter | Fossil | Coal | Fuel Consumption | TBtu | 30.2118 | 0 | 0 | 0 | 0 | 0 | 0
Case A Flat-Cap Scenario | 10-State Contributions | Winter | Fossil | Gas | Fuel Consumption | TBtu | 269.6481 | 244.9341 | 235.4879 | 224.0204 | 242.0636 | 258.8081 | 207.3211
Case A Flat-Cap Scenario | 10-State Contributions | Winter | Fossil | Oil | Fuel Consumption | TBtu | 0.76835 | 0 | 0 | 0 | 0 | 0 | 0
Case A Flat-Cap Scenario | 10-State Contributions | Summer | Fossil | Coal | Fuel Consumption | TBtu | 1.2202 | 0 | 0 | 0 | 0 | 0 | 0
Case A Flat-Cap Scenario | 10-State Contributions | Summer | Fossil | Gas | Fuel Consumption | TBtu | 414.4962 | 365.978 | 358.5804 | 367.7701 | 436.926 | 426.2861 | 370.4183
Case A Flat-Cap Scenario | 10-State Contributions | Summer | Fossil | Oil | Fuel Consumption | TBtu | 0 | 0 | 0 | 0 | 0 | 0 | 0
Case | State/Region | Season | Category | Value | Metric | Units | 2025 | 2028 | 2030 | 2032 | 2035 | 2037 | 2040
Case A Flat-Cap Scenario | MA | Annual | power | real | firm power prices | $/MWh | 39.3333 | 39.9409 | 38.4299 | 45.1411 | 51.7643 | 54.1811 | 50.8686
Case A Flat-Cap Scenario | CT | Annual | power | real | firm power prices | $/MWh | 40.8118 | 41.2361 | 39.7512 | 47.2233 | 56.1952 | 57.3033 | 48.3672
Case A Flat-Cap Scenario | ME | Annual | power | real | firm power prices | $/MWh | 40.2691 | 40.8006 | 26.3571 | 34.1699 | 39.1401 | 41.8376 | 30.9136
Case A Flat-Cap Scenario | NH | Annual | power | real | firm power prices | $/MWh | 41.2978 | 40.5396 | 37.5863 | 45.7472 | 54.0482 | 54.9648 | 51.7004
Case A Flat-Cap Scenario | RI | Annual | power | real | firm power prices | $/MWh | 42.1749 | 42.4397 | 41.153 | 48.6581 | 58.1385 | 58.0332 | 43.7109
Case A Flat-Cap Scenario | VT | Annual | power | real | firm power prices | $/MWh | 45.2946 | 42.3136 | 41.4818 | 48.2211 | 51.2044 | 52.9389 | 42.4558
Case A Flat-Cap Scenario | NY | Annual | power | real | firm power prices | $/MWh | 28.7948 | 31.1462 | 30.502 | 33.5153 | 39.4743 | 40.7136 | 37.2946
Case A Flat-Cap Scenario | DE | Annual | power | real | firm power prices | $/MWh | 39.3479 | 45.7535 | 38.635 | 40.9062 | 46.4454 | 44.5732 | 39.1307
Case A Flat-Cap Scenario | MD | Annual | power | real | firm power prices | $/MWh | 51.924 | 49.4477 | 42.5351 | 44.0976 | 48.6197 | 45.3563 | 40.1622
Case A Flat-Cap Scenario | NJ | Annual | power | real | firm power prices | $/MWh | 43.7176 | 49.7441 | 43.2713 | 46.7579 | 52.7061 | 47.813 | 35.9949
Case A Flat-Cap Scenario | MA | Annual | power | real | energy prices | $/MWh | 40.8118 | 41.2361 | 39.7512 | 41.4561 | 45.4532 | 45.2588 | 40.4094
Case A Flat-Cap Scenario | CT | Annual | power | real | energy prices | $/MWh | 39.3333 | 39.9409 | 38.4299 | 39.374 | 41.0223 | 42.1366 | 42.9109
Case A Flat-Cap Scenario | ME | Annual | power | real | energy prices | $/MWh | 40.2691 | 40.8006 | 26.3571 | 28.4028 | 28.3981 | 29.793 | 22.9559
Case A Flat-Cap Scenario | NH | Annual | power | real | energy prices | $/MWh | 41.2978 | 40.5396 | 37.5863 | 39.9801 | 43.3062 | 42.9202 | 43.7426
Case A Flat-Cap Scenario | RI | Annual | power | real | energy prices | $/MWh | 42.1749 | 42.4397 | 41.153 | 42.891 | 47.3965 | 45.9886 | 35.7532
Case A Flat-Cap Scenario | VT | Annual | power | real | energy prices | $/MWh | 45.2946 | 42.3136 | 41.4818 | 42.454 | 40.4624 | 40.8944 | 34.498
Case A Flat-Cap Scenario | NY | Annual | power | real | energy prices | $/MWh | 28.0952 | 25.8003 | 25.0132 | 27.7509 | 33.2309 | 33.6533 | 32.9878
Case A Flat-Cap Scenario | DE | Annual | power | real | energy prices | $/MWh | 28.1012 | 26.4452 | 25.1624 | 29.5535 | 34.9351 | 35.2718 | 32.0177
Case A Flat-Cap Scenario | MD | Annual | power | real | energy prices | $/MWh | 32.4928 | 30.1394 | 29.0625 | 32.7448 | 37.1094 | 36.0549 | 33.0492
Case A Flat-Cap Scenario | NJ | Annual | power | real | energy prices | $/MWh | 28.1904 | 26.0664 | 24.9804 | 26.5653 | 31.1689 | 32.0254 | 32.5287
Case A Flat-Cap Scenario | MA | Annual | power | real | capacity prices | $/kW-yr | 0 | 0 | 0 | 50.52 | 94.1 | 105.51 | 69.71
Case A Flat-Cap Scenario | CT | Annual | power | real | capacity prices | $/kW-yr | 0 | 0 | 0 | 50.52 | 94.1 | 105.51 | 69.71
Case A Flat-Cap Scenario | ME | Annual | power | real | capacity prices | $/kW-yr | 0 | 0 | 0 | 50.52 | 94.1 | 105.51 | 69.71
Case A Flat-Cap Scenario | NH | Annual | power | real | capacity prices | $/kW-yr | 0 | 0 | 0 | 50.52 | 94.1 | 105.51 | 69.71
Case A Flat-Cap Scenario | RI | Annual | power | real | capacity prices | $/kW-yr | 0 | 0 | 0 | 50.52 | 94.1 | 105.51 | 69.71
Case A Flat-Cap Scenario | VT | Annual | power | real | capacity prices | $/kW-yr | 0 | 0 | 0 | 50.52 | 94.1 | 105.51 | 69.71
Case A Flat-Cap Scenario | NY | Annual | power | real | capacity prices | $/kW-yr | 6.128 | 46.8299 | 48.0819 | 50.4962 | 54.6919 | 61.8487 | 37.7276
Case A Flat-Cap Scenario | DE | Annual | power | real | capacity prices | $/kW-yr | 98.5208 | 169.14 | 118.02 | 99.45 | 100.83 | 81.48 | 62.31
Case A Flat-Cap Scenario | MD | Annual | power | real | capacity prices | $/kW-yr | 170.2177 | 169.14 | 118.02 | 99.45 | 100.83 | 81.48 | 62.31
Case A Flat-Cap Scenario | NJ | Annual | power | real | capacity prices | $/kW-yr | 98.5208 | 169.14 | 118.02 | 99.45 | 100.83 | 81.48 | 62.31
Case A Flat-Cap Scenario | Henry Hub | Annual | natural gas | real | natural gas prices | $/MMBtu | 3.37 | 3.14 | 2.99 | 3.31 | 3.83 | 3.9 | 4.12
Case A Flat-Cap Scenario | MA | Annual | power | nominal | firm power prices | $/MWh | 43.6405 | 47.1654 | 47.3071 | 57.9271 | 70.6995 | 77.141 | 77.0841
Case A Flat-Cap Scenario | CT | Annual | power | nominal | firm power prices | $/MWh | 45.2808 | 48.6949 | 48.9337 | 60.5989 | 76.7513 | 81.5863 | 73.2935
Case A Flat-Cap Scenario | ME | Annual | power | nominal | firm power prices | $/MWh | 44.6787 | 48.1807 | 32.4456 | 43.8483 | 53.4575 | 59.5667 | 46.8452
Case A Flat-Cap Scenario | NH | Annual | power | nominal | firm power prices | $/MWh | 45.8201 | 47.8724 | 46.2687 | 58.7048 | 73.8188 | 78.2568 | 78.3445
Case A Flat-Cap Scenario | RI | Annual | power | nominal | firm power prices | $/MWh | 46.7932 | 50.1162 | 50.6593 | 62.4402 | 79.4054 | 82.6254 | 66.2377
Case A Flat-Cap Scenario | VT | Annual | power | nominal | firm power prices | $/MWh | 50.2545 | 49.9673 | 51.064 | 61.8795 | 69.9349 | 75.3724 | 64.3357
Case A Flat-Cap Scenario | NY | Annual | power | nominal | firm power prices | $/MWh | 31.9479 | 36.78 | 37.5479 | 43.0083 | 53.9139 | 57.9665 | 56.5147
Case A Flat-Cap Scenario | DE | Annual | power | nominal | firm power prices | $/MWh | 43.6566 | 54.0294 | 47.5596 | 52.4926 | 63.4349 | 63.4616 | 59.297
Case A Flat-Cap Scenario | MD | Annual | power | nominal | firm power prices | $/MWh | 57.6099 | 58.3918 | 52.3606 | 56.5879 | 66.4046 | 64.5766 | 60.86
Case A Flat-Cap Scenario | NJ | Annual | power | nominal | firm power prices | $/MWh | 48.5049 | 58.7418 | 53.2669 | 60.0018 | 71.9858 | 68.0743 | 54.5451
Case A Flat-Cap Scenario | MA | Annual | power | nominal | energy prices | $/MWh | 45.2808 | 48.6949 | 48.9337 | 53.1983 | 62.0798 | 64.4377 | 61.2347
Case A Flat-Cap Scenario | CT | Annual | power | nominal | energy prices | $/MWh | 43.6405 | 47.1654 | 47.3071 | 50.5264 | 56.0281 | 59.9925 | 65.0253
Case A Flat-Cap Scenario | ME | Annual | power | nominal | energy prices | $/MWh | 44.6787 | 48.1807 | 32.4456 | 36.4477 | 38.7861 | 42.4182 | 34.7863
Case A Flat-Cap Scenario | NH | Annual | power | nominal | energy prices | $/MWh | 45.8201 | 47.8724 | 46.2687 | 51.3042 | 59.1474 | 61.1082 | 66.2857
Case A Flat-Cap Scenario | RI | Annual | power | nominal | energy prices | $/MWh | 46.7932 | 50.1162 | 50.6593 | 55.0396 | 64.734 | 65.4769 | 54.1788
Case A Flat-Cap Scenario | VT | Annual | power | nominal | energy prices | $/MWh | 50.2545 | 49.9673 | 51.064 | 54.4788 | 55.2635 | 58.2239 | 52.2768
Case A Flat-Cap Scenario | NY | Annual | power | nominal | energy prices | $/MWh | 31.1718 | 30.4671 | 30.7911 | 35.6112 | 45.3867 | 47.9143 | 49.9883
Case A Flat-Cap Scenario | DE | Annual | power | nominal | energy prices | $/MWh | 31.1784 | 31.2287 | 30.9748 | 37.9243 | 47.7142 | 50.2186 | 48.5182
Case A Flat-Cap Scenario | MD | Annual | power | nominal | energy prices | $/MWh | 36.0508 | 35.5911 | 35.7758 | 42.0196 | 50.6839 | 51.3336 | 50.0813
Case A Flat-Cap Scenario | NJ | Annual | power | nominal | energy prices | $/MWh | 31.2774 | 30.7813 | 30.7509 | 34.0898 | 42.5704 | 45.5965 | 49.2926
Case A Flat-Cap Scenario | MA | Annual | power | nominal | capacity prices | $/kW-yr | 0 | 0 | 0 | 0 | 0 | 0 | 0
Case A Flat-Cap Scenario | CT | Annual | power | nominal | capacity prices | $/kW-yr | 0 | 0 | 0 | 64.8294 | 128.5215 | 150.2212 | 105.6355
Case A Flat-Cap Scenario | ME | Annual | power | nominal | capacity prices | $/kW-yr | 0 | 0 | 0 | 64.8294 | 128.5215 | 150.2212 | 105.6355
Case A Flat-Cap Scenario | NH | Annual | power | nominal | capacity prices | $/kW-yr | 0 | 0 | 0 | 64.8294 | 128.5215 | 150.2212 | 105.6355
Case A Flat-Cap Scenario | RI | Annual | power | nominal | capacity prices | $/kW-yr | 0 | 0 | 0 | 64.8294 | 128.5215 | 150.2212 | 105.6355
Case A Flat-Cap Scenario | VT | Annual | power | nominal | capacity prices | $/kW-yr | 0 | 0 | 0 | 64.8294 | 128.5215 | 150.2212 | 105.6355
Case A Flat-Cap Scenario | NY | Annual | power | nominal | capacity prices | $/kW-yr | 6.7991 | 55.3005 | 59.1887 | 64.7989 | 74.698 | 88.0579 | 57.1707
Case A Flat-Cap Scenario | DE | Annual | power | nominal | capacity prices | $/kW-yr | 98.5208 | 199.7341 | 145.2824 | 127.6185 | 137.7133 | 116.0082 | 94.4219
Case A Flat-Cap Scenario | MD | Annual | power | nominal | capacity prices | $/kW-yr | 170.2177 | 199.7341 | 145.2824 | 127.6185 | 137.7133 | 116.0082 | 94.4219
Case A Flat-Cap Scenario | NJ | Annual | power | nominal | capacity prices | $/kW-yr | 98.5208 | 199.7341 | 145.2824 | 127.6185 | 137.7133 | 116.0082 | 94.4219
Case A Flat-Cap Scenario | Henry Hub | Annual | natural gas | nominal | natural gas prices | $/MMBtu | 3.739 | 3.708 | 3.6807 | 4.2475 | 5.231 | 5.5527 | 6.2433
Case | Scope | Origin | Destination | Season | Metric | Units | 2025 | 2028 | 2030 | 2032 | 2035 | 2037 | 2040
Case A Flat-Cap Scenario | Regional | Canada | NYISO | Annual | Energy Flows | TWh | 14.7657 | 20.5552 | 20.7113 | 23.201 | 22.4763 | 26.906 | 21.2581
Case A Flat-Cap Scenario | Regional | ISONE | NYISO | Annual | Energy Flows | TWh | 1.1189 | 0.43239 | 0.69987 | 0.56221 | 0.96598 | 1.0562 | 2.2809
Case A Flat-Cap Scenario | Regional | PJM Non-RGGI | NYISO | Annual | Energy Flows | TWh | 0.33183 | 0.74557 | 0.74572 | 0.78373 | 0.53225 | 1.2997 | 1.1688
Case A Flat-Cap Scenario | Regional | PJM RGGI | NYISO | Annual | Energy Flows | TWh | 4.9337 | 3.6754 | 3.6241 | 4.6202 | 6.9441 | 6.7198 | 4.4855
Case A Flat-Cap Scenario | Regional | Imports | NYISO | Annual | Energy Flows | TWh | 21.1501 | 25.4086 | 25.7811 | 29.1671 | 30.9186 | 35.9817 | 29.1933
Case A Flat-Cap Scenario | Regional | NYISO | Canada | Annual | Energy Flows | TWh | 3.9043 | 4.8261 | 5.222 | 5.6505 | 3.5495 | 4.8522 | 5.0005
Case A Flat-Cap Scenario | Regional | NYISO | ISONE | Annual | Energy Flows | TWh | 5.8773 | 6.2976 | 6.4188 | 4.9215 | 4.48 | 4.7079 | 4.8581
Case A Flat-Cap Scenario | Regional | NYISO | PJM Non-RGGI | Annual | Energy Flows | TWh | 0.57142 | 0.36713 | 0.45807 | 0.16233 | 0.28544 | 0.44891 | 0.26806
Case A Flat-Cap Scenario | Regional | NYISO | PJM RGGI | Annual | Energy Flows | TWh | 0.79317 | 0.50258 | 0.54239 | 0.49943 | 0.557 | 0.51552 | 1.5081
Case A Flat-Cap Scenario | Regional | Exports | NYISO | Annual | Energy Flows | TWh | 11.1462 | 11.9934 | 12.6412 | 11.2337 | 8.872 | 10.5245 | 11.6347
Case A Flat-Cap Scenario | Regional | Net Imports | NYISO | Annual | Energy Flows | TWh | 10.0039 | 13.4151 | 13.1398 | 17.9334 | 22.0466 | 25.4571 | 17.5586
Case A Flat-Cap Scenario | Regional | Canada | ISONE | Annual | Energy Flows | TWh | 17.4387 | 19.0355 | 18.5216 | 18.6033 | 20.8612 | 20.679 | 20.5699
Case A Flat-Cap Scenario | Regional | Imports | ISONE | Annual | Energy Flows | TWh | 23.5461 | 25.4714 | 25.3145 | 23.5248 | 25.3412 | 25.3869 | 25.4279
Case A Flat-Cap Scenario | Regional | ISONE | Canada | Annual | Energy Flows | TWh | 0 | 0.33192 | 3.2697 | 2.6791 | 1.3358 | 1.6859 | 6.2852
Case A Flat-Cap Scenario | Regional | Exports | ISONE | Annual | Energy Flows | TWh | 1.1189 | 0.7643 | 3.9695 | 3.2413 | 2.3018 | 2.7421 | 8.5661
Case A Flat-Cap Scenario | Regional | Net Imports | ISONE | Annual | Energy Flows | TWh | 22.4272 | 24.7071 | 21.345 | 20.2835 | 23.0394 | 22.6449 | 16.8618
Case A Flat-Cap Scenario | Regional | PJM Non-RGGI | PJM RGGI | Annual | Energy Flows | TWh | 42.7349 | 40.8473 | 44.5105 | 52.7689 | 52.9693 | 49.7669 | 66.3893
Case A Flat-Cap Scenario | Regional | Imports | PJM RGGI | Annual | Energy Flows | TWh | 44.1167 | 41.8831 | 45.867 | 53.8123 | 53.7734 | 50.6554 | 68.7769
Case A Flat-Cap Scenario | Regional | PJM RGGI | PJM Non-RGGI | Annual | Energy Flows | TWh | 9.9315 | 10.0295 | 11.4433 | 24.0506 | 13.7335 | 11.4032 | 15.6853
Case A Flat-Cap Scenario | Regional | Exports | PJM RGGI | Annual | Energy Flows | TWh | 14.8652 | 13.7049 | 15.0674 | 28.6708 | 20.6776 | 18.123 | 20.1708
Case A Flat-Cap Scenario | State | Net Imports | PJM RGGI | Annual | Energy Flows | TWh | 29.2515 | 28.1782 | 30.7996 | 25.1415 | 33.0958 | 32.5324 | 48.6061
Case A Flat-Cap Scenario | State | Net Imports | MD | Annual | Energy Flows | TWh | 24.72 | 25.59 | 23.15 | 24.36 | 25.95 | 19.85 | 11.88
Case A Flat-Cap Scenario | State | Net Imports | DE | Annual | Energy Flows | TWh | 5.85 | 7.81 | 4.01 | 6.37 | 3.82 | 3.99 | 1.53
Case A Flat-Cap Scenario | State | Net Imports | NJ | Annual | Energy Flows | TWh | 11.68 | 17.8 | 18.38 | 9.31 | 18.56 | 29.72 | 38.25
Case | Scope | Origin | Destination | Season | Metric | Units | 2025 | 2028 | 2030 | 2032 | 2035 | 2037 | 2040
Case A Flat-Cap Scenario | 10-State Contributions | Annual | Constraint Shadow Price | real | nominal$ | $/Ton | 2.6228 | 2.8264 | 2.9585 | 3.0965 | 3.2956 | 3.436 | 3.629
Case | State/Region | Season | Category | Value | Metric | Units | 2025 | 2028 | 2030 | 2032 | 2035 | 2037 | 2040
Case A Flat-Cap Scenario | RGGI | Annual | All | RGGI Cap | CO2 Emissions | Thousand Tons | 90294.74 | 67418.27 | 62311.14 | 61034.36 | 61034.36 | 61034.36 | 61034.36
Case A Flat-Cap Scenario | RGGI | Annual | All | RGGI Emissions | CO2 Emissions | Thousand Tons | 67581.4811 | 54904.1332 | 54804.4951 | 53464.8518 | 61443.0772 | 61779.1998 | 48213.0674
Case A Flat-Cap Scenario | RGGI | Annual | All | Annual Allowance Banking/Withdrawal | CO2 Emissions | Thousand Tons | 22713.2589 | 12514.1368 | 7506.6449 | 7569.5082 | -408.7172 | -744.8398 | 12821.2926
Case A Flat-Cap Scenario | RGGI | Annual | All | Cumulative Allowance Position | CO2 Emissions | Thousand Tons | 68139.7766 | 93168.0502 | 108181.34 | 123320.3563 | 121685.4874 | 120195.8078 | 171480.978
Case | State/Region | Season | Category | Value | Metric | Units | 2025 | 2028 | 2030 | 2032 | 2035 | 2037 | 2040
Case A Flat-Cap Scenario | CT | Storage Net Loss | Storage Net Loss | Storage Net Loss | Generation | GWh | 0 | -2 | -8 | -9 | -6 | -24 | -47
Case A Flat-Cap Scenario | DE | Storage Net Loss | Storage Net Loss | Storage Net Loss | Generation | GWh | - | - | - | - | - | - | -
Case A Flat-Cap Scenario | ME | Storage Net Loss | Storage Net Loss | Storage Net Loss | Generation | GWh | 0 | 0 | -86 | -72 | -101 | -96 | -96
Case A Flat-Cap Scenario | MD | Storage Net Loss | Storage Net Loss | Storage Net Loss | Generation | GWh | -301 | -289 | -319 | -247 | -146 | -315 | -880
Case A Flat-Cap Scenario | MA | Storage Net Loss | Storage Net Loss | Storage Net Loss | Generation | GWh | -146 | -165 | -200 | -181 | -228 | -251 | -835
Case A Flat-Cap Scenario | NH | Storage Net Loss | Storage Net Loss | Storage Net Loss | Generation | GWh | - | - | - | - | - | - | -
Case A Flat-Cap Scenario | NJ | Storage Net Loss | Storage Net Loss | Storage Net Loss | Generation | GWh | -81 | -108 | -118 | -67 | -49 | -80 | -248
Case A Flat-Cap Scenario | NY | Storage Net Loss | Storage Net Loss | Storage Net Loss | Generation | GWh | -553 | -1657 | -1736 | -1070 | -1056 | -1083 | -1506
Case A Flat-Cap Scenario | RI | Storage Net Loss | Storage Net Loss | Storage Net Loss | Generation | GWh | - | - | - | - | - | -15 | -52
Case A Flat-Cap Scenario | VT | Storage Net Loss | Storage Net Loss | Storage Net Loss | Generation | GWh | - | - | - | - | - | -93 | -160
Case A Flat-Cap Scenario | 10-State Contributions | Storage Net Loss | Storage Net Loss | Storage Net Loss | Generation | GWh | -1082 | -2220 | -2466 | -1647 | -1585 | -1957 | -3825
Case A Flat-Cap Scenario | RGGI PJM | Storage Net Loss | Storage Net Loss | Storage Net Loss | Generation | GWh | -382 | -397 | -437 | -314 | -195 | -396 | -1129
Case A Flat-Cap Scenario | ISONE | Storage Net Loss | Storage Net Loss | Storage Net Loss | Generation | GWh | -147 | -166 | -294 | -262 | -335 | -478 | -1191
Case A Flat-Cap Scenario | Eastern Interconnection | Storage Net Loss | Storage Net Loss | Storage Net Loss | Generation | GWh | -5602 | -6586 | -7788 | -4490 | -5596 | -11499 | -25020
Case A Flat-Cap Scenario | non-RGGI EI | Storage Net Loss | Storage Net Loss | Storage Net Loss | Generation | GWh | -4520 | -4366 | -5322 | -2843 | -4010 | -9542 | -21196
Case | State/Region | Technology Aggregate | Technology Type | Technology Sub-Type | Metric | Units | 2025 | 2028 | 2030 | 2032 | 2035 | 2037 | 2040
Case B Updated RGGI Price | CT | Coal | Coal | Coal | Capacity | MW | 0 | 0 | 0 | 0 | 0 | 0 | 0
Case B Updated RGGI Price | CT | Coal with CCS | Coal with CCS | Coal with CCS | Capacity | MW | 0 | 0 | 0 | 0 | 0 | 0 | 0
Case B Updated RGGI Price | CT | Combined Cycle | Combined Cycle | Combined Cycle | Capacity | MW | 4701.565 | 4701.565 | 4701.565 | 4701.565 | 4701.565 | 4701.565 | 4701.565
Case B Updated RGGI Price | CT | Combustion Turbine | Combustion Turbine | Combustion Turbine | Capacity | MW | 1461.172 | 1444.049 | 1444.049 | 1444.049 | 1444.049 | 1444.049 | 1444.049
Case B Updated RGGI Price | CT | Oil/Gas | Oil/Gas | Oil/Gas | Capacity | MW | 1758.795 | 1608.6498 | 1608.6498 | 1608.6498 | 1608.6498 | 1608.6498 | 1608.6498
Case B Updated RGGI Price | CT | Other | Other | Other | Capacity | MW | 5.6 | 5.6 | 5.6 | 5.6 | 5.6 | 5.6 | 5.6
Case B Updated RGGI Price | CT | Nuclear | Nuclear | Nuclear | Capacity | MW | 2102 | 2102 | 2102 | 2102 | 2102 | 2102 | 2102
Case B Updated RGGI Price | CT | Hydro | Hydro | Hydro | Capacity | MW | 158.881 | 158.881 | 158.881 | 158.881 | 158.881 | 158.881 | 158.881
Case B Updated RGGI Price | CT | Solar PV | Solar PV | Solar PV | Capacity | MW | 433.9 | 433.9 | 433.9 | 433.9 | 433.9 | 433.9 | 433.9
Case B Updated RGGI Price | CT | Onshore Wind | Onshore Wind | Onshore Wind | Capacity | MW | 4.8 | 4.8 | 4.8 | 4.8 | 4.8 | 4.8 | 4.8
Case B Updated RGGI Price | CT | Battery Storage | Battery Storage | Battery Storage | Capacity | MW | 0 | 205.32 | 205.32 | 205.32 | 205.32 | 205.32 | 205.32
Case B Updated RGGI Price | CT | Other RE | Other RE | Other RE | Capacity | MW | 268.309 | 215.709 | 215.709 | 215.709 | 215.709 | 215.709 | 24.918
Case B Updated RGGI Price | CT | Combined Cycle | New Combined Cycle | New Combined Cycle | Capacity | MW | 0 | 0 | 0 | 0 | 0 | 0 | 0
Case B Updated RGGI Price | CT | Combustion Turbine | New Combustion Turbine | New Combustion Turbine | Capacity | MW | 0 | 0 | 0 | 0 | 63 | 63 | 63
Case B Updated RGGI Price | CT | Other | New Other | New Other | Capacity | MW | 0 | 0 | 0 | 0 | 0 | 0 | 0
Case B Updated RGGI Price | CT | Other RE | New Other RE | New Other RE | Capacity | MW | 0 | 0 | 0 | 0 | 59 | 59 | 59
Case B Updated RGGI Price | CT | Solar PV | New Solar PV | New Solar PV | Capacity | MW | 0 | 0 | 0 | 0 | 0 | 0 | 0
Case B Updated RGGI Price | CT | Onshore Wind | New Onshore Wind | New Onshore Wind | Capacity | MW | 0 | 0 | 0 | 0 | 0 | 0 | 0
Case B Updated RGGI Price | CT | Offshore Wind | New Offshore Wind | New Offshore Wind | Capacity | MW | 304 | 304 | 2000 | 2000 | 2000 | 2000 | 2000
Case B Updated RGGI Price | CT | Battery Storage | New Battery Storage | New Battery Storage | Capacity | MW | 300 | 445 | 795 | 795 | 795 | 795 | 795
Case B Updated RGGI Price | CT | Solar PV | New Solar PV | New Paired Solar PV | Capacity | MW | 0 | 0 | 0 | 0 | 0 | 0 | 4194.2139
Case B Updated RGGI Price | CT | Battery Storage | New Battery Storage | New Paired Battery Storage | Capacity | MW | 0 | 0 | 0 | 0 | 0 | 0 | 2516.5283
Case B Updated RGGI Price | CT | Hydrogen | New Hydrogen | New H2 CC | Capacity | MW | 0 | 0 | 0 | 0 | 0 | 0 | 0
Case B Updated RGGI Price | CT | Hydrogen | New Hydrogen | New H2 CT | Capacity | MW | 0 | 0 | 0 | 0 | 0 | 0 | 0
Case B Updated RGGI Price | CT | Retire Coal | Retire Coal | Retire Coal | Capacity | MW | 0 | 0 | 0 | 0 | 0 | 0 | 0
Case B Updated RGGI Price | CT | Retire Combined Cycle | Retire Combined Cycle | Retire Combined Cycle | Capacity | MW | 0 | 0 | 0 | 0 | 0 | 0 | 0
Case B Updated RGGI Price | CT | Retire Combustion Turbine | Retire Combustion Turbine | Retire Combustion Turbine | Capacity | MW | 0 | 0 | 0 | 0 | 0 | 0 | 0
Case B Updated RGGI Price | CT | Retire Oil/Gas | Retire Oil/Gas | Retire Oil/Gas | Capacity | MW | 0 | 33.1452 | 33.1452 | 33.1452 | 33.1452 | 33.1452 | 33.1452
Case B Updated RGGI Price | CT | Retire Other | Retire Other | Retire Other | Capacity | MW | 0 | 52.6 | 52.6 | 52.6 | 52.6 | 52.6 | 243.391
Case B Updated RGGI Price | CT | Retire Nuclear | Retire Nuclear | Retire Nuclear | Capacity | MW | 0 | 0 | 0 | 0 | 0 | 0 | 0
Case B Updated RGGI Price | DE | Coal | Coal | Coal | Capacity | MW | 420 | 0 | 0 | 0 | 0 | 0 | 0
Case B Updated RGGI Price | DE | Coal with CCS | Coal with CCS | Coal with CCS | Capacity | MW | 0 | 0 | 0 | 0 | 0 | 0 | 0
Case B Updated RGGI Price | DE | Combined Cycle | Combined Cycle | Combined Cycle | Capacity | MW | 1399 | 1399 | 1399 | 1399 | 1399 | 1399 | 1399
Case B Updated RGGI Price | DE | Combustion Turbine | Combustion Turbine | Combustion Turbine | Capacity | MW | 370.5 | 370.5 | 370.5 | 370.5 | 370.5 | 370.5 | 370.5
Case B Updated RGGI Price | DE | Oil/Gas | Oil/Gas | Oil/Gas | Capacity | MW | 840 | 840 | 840 | 840 | 840 | 840 | 840
Case B Updated RGGI Price | DE | Other | Other | Other | Capacity | MW | 0 | 0 | 0 | 0 | 0 | 0 | 0
Case B Updated RGGI Price | DE | Nuclear | Nuclear | Nuclear | Capacity | MW | 0 | 0 | 0 | 0 | 0 | 0 | 0
Case B Updated RGGI Price | DE | Hydro | Hydro | Hydro | Capacity | MW | 0 | 0 | 0 | 0 | 0 | 0 | 0
Case B Updated RGGI Price | DE | Solar PV | Solar PV | Solar PV | Capacity | MW | 255.1 | 255.1 | 255.1 | 255.1 | 255.1 | 255.1 | 255.1
Case B Updated RGGI Price | DE | Onshore Wind | Onshore Wind | Onshore Wind | Capacity | MW | 2 | 2 | 2 | 2 | 2 | 2 | 2
Case B Updated RGGI Price | DE | Battery Storage | Battery Storage | Battery Storage | Capacity | MW | 0 | 0 | 0 | 0 | 0 | 0 | 0
Case B Updated RGGI Price | DE | Other RE | Other RE | Other RE | Capacity | MW | 34.7 | 34.7 | 34.7 | 34.7 | 34.7 | 34.7 | 34.7
Case B Updated RGGI Price | DE | Combined Cycle | New Combined Cycle | New Combined Cycle | Capacity | MW | 0 | 0 | 0 | 0 | 0 | 0 | 0
Case B Updated RGGI Price | DE | Combustion Turbine | New Combustion Turbine | New Combustion Turbine | Capacity | MW | 0 | 0 | 451 | 451 | 451 | 451 | 451
Case B Updated RGGI Price | DE | Other | New Other | New Other | Capacity | MW | 0 | 0 | 0 | 0 | 0 | 0 | 0
Case B Updated RGGI Price | DE | Other RE | New Other RE | New Other RE | Capacity | MW | 0 | 0 | 0 | 0 | 0 | 0 | 0
Case B Updated RGGI Price | DE | Solar PV | New Solar PV | New Solar PV | Capacity | MW | 0 | 0 | 0 | 0 | 0 | 0 | 1222.1805
Case B Updated RGGI Price | DE | Onshore Wind | New Onshore Wind | New Onshore Wind | Capacity | MW | 0 | 0 | 0 | 0 | 0 | 0 | 0
Case B Updated RGGI Price | DE | Offshore Wind | New Offshore Wind | New Offshore Wind | Capacity | MW | 0 | 0 | 0 | 0 | 0 | 0 | 0
Case B Updated RGGI Price | DE | Battery Storage | New Battery Storage | New Battery Storage | Capacity | MW | 0 | 0 | 0 | 0 | 0 | 0 | 0
Case B Updated RGGI Price | DE | Solar PV | New Solar PV | New Paired Solar PV | Capacity | MW | 0 | 0 | 0 | 0 | 0 | 0 | 0
Case B Updated RGGI Price | DE | Battery Storage | New Battery Storage | New Paired Battery Storage | Capacity | MW | 0 | 0 | 0 | 0 | 0 | 0 | 0
Case B Updated RGGI Price | DE | Hydrogen | New Hydrogen | New H2 CC | Capacity | MW | 0 | 0 | 0 | 0 | 0 | 0 | 0
Case B Updated RGGI Price | DE | Hydrogen | New Hydrogen | New H2 CT | Capacity | MW | 0 | 0 | 0 | 0 | 0 | 0 | 0
Case B Updated RGGI Price | DE | Retire Coal | Retire Coal | Retire Coal | Capacity | MW | 0 | 0 | 0 | 0 | 0 | 0 | 0
Case B Updated RGGI Price | DE | Retire Combined Cycle | Retire Combined Cycle | Retire Combined Cycle | Capacity | MW | 0 | 0 | 0 | 0 | 0 | 0 | 0
Case B Updated RGGI Price | DE | Retire Combustion Turbine | Retire Combustion Turbine | Retire Combustion Turbine | Capacity | MW | 0 | 0 | 0 | 0 | 0 | 0 | 0
Case B Updated RGGI Price | DE | Retire Oil/Gas | Retire Oil/Gas | Retire Oil/Gas | Capacity | MW | 0 | 0 | 0 | 0 | 0 | 0 | 0
Case B Updated RGGI Price | DE | Retire Other | Retire Other | Retire Other | Capacity | MW | 0 | 0 | 0 | 0 | 0 | 0 | 0
Case B Updated RGGI Price | DE | Retire Nuclear | Retire Nuclear | Retire Nuclear | Capacity | MW | 0 | 0 | 0 | 0 | 0 | 0 | 0
Case B Updated RGGI Price | ME | Coal | Coal | Coal | Capacity | MW | 0 | 0 | 0 | 0 | 0 | 0 | 0
Case B Updated RGGI Price | ME | Coal with CCS | Coal with CCS | Coal with CCS | Capacity | MW | 0 | 0 | 0 | 0 | 0 | 0 | 0
Case B Updated RGGI Price | ME | Combined Cycle | Combined Cycle | Combined Cycle | Capacity | MW | 1248.956 | 1248.956 | 1248.956 | 1248.956 | 1248.956 | 1248.956 | 1248.956
Case B Updated RGGI Price | ME | Combustion Turbine | Combustion Turbine | Combustion Turbine | Capacity | MW | 363.794 | 363.794 | 363.794 | 363.794 | 363.794 | 363.794 | 363.794
Case B Updated RGGI Price | ME | Oil/Gas | Oil/Gas | Oil/Gas | Capacity | MW | 744.997 | 744.997 | 744.997 | 744.997 | 744.997 | 744.997 | 744.997
Case B Updated RGGI Price | ME | Other | Other | Other | Capacity | MW | 0 | 0 | 0 | 0 | 0 | 0 | 0
Case B Updated RGGI Price | ME | Nuclear | Nuclear | Nuclear | Capacity | MW | 0 | 0 | 0 | 0 | 0 | 0 | 0
Case B Updated RGGI Price | ME | Hydro | Hydro | Hydro | Capacity | MW | 547.898 | 547.898 | 547.898 | 547.898 | 547.898 | 547.898 | 547.898
Case B Updated RGGI Price | ME | Solar PV | Solar PV | Solar PV | Capacity | MW | 646.4 | 646.4 | 646.4 | 646.4 | 646.4 | 646.4 | 646.4
Case B Updated RGGI Price | ME | Onshore Wind | Onshore Wind | Onshore Wind | Capacity | MW | 1240.7 | 1240.7 | 1240.7 | 1240.7 | 1240.7 | 1240.7 | 1240.7
Case B Updated RGGI Price | ME | Battery Storage | Battery Storage | Battery Storage | Capacity | MW | 193.2 | 193.2 | 193.2 | 193.2 | 193.2 | 193.2 | 193.2
Case B Updated RGGI Price | ME | Other RE | Other RE | Other RE | Capacity | MW | 289.252 | 75.6975 | 68.856 | 68.856 | 68.856 | 68.856 | 31.6
Case B Updated RGGI Price | ME | Combined Cycle | New Combined Cycle | New Combined Cycle | Capacity | MW | 0 | 0 | 0 | 0 | 0 | 0 | 0
Case B Updated RGGI Price | ME | Combustion Turbine | New Combustion Turbine | New Combustion Turbine | Capacity | MW | 0 | 0 | 0 | 0 | 0 | 0 | 0
Case B Updated RGGI Price | ME | Other | New Other | New Other | Capacity | MW | 0 | 0 | 0 | 0 | 0 | 0 | 0
Case B Updated RGGI Price | ME | Other RE | New Other RE | New Other RE | Capacity | MW | 0 | 0 | 0 | 0 | 0 | 0 | 0
Case B Updated RGGI Price | ME | Solar PV | New Solar PV | New Solar PV | Capacity | MW | 0 | 0 | 0 | 0 | 0 | 0 | 0
Case B Updated RGGI Price | ME | Onshore Wind | New Onshore Wind | New Onshore Wind | Capacity | MW | 0 | 846.0372 | 1463.4346 | 1463.4346 | 2122 | 2236.2304 | 2352
Case B Updated RGGI Price | ME | Offshore Wind | New Offshore Wind | New Offshore Wind | Capacity | MW | 11 | 11 | 11 | 11 | 11 | 11 | 3000
Case B Updated RGGI Price | ME | Battery Storage | New Battery Storage | New Battery Storage | Capacity | MW | 107 | 107 | 207 | 207 | 207 | 207 | 207
Case B Updated RGGI Price | ME | Solar PV | New Solar PV | New Paired Solar PV | Capacity | MW | 0 | 0 | 0 | 0 | 0 | 0 | 0
Case B Updated RGGI Price | ME | Battery Storage | New Battery Storage | New Paired Battery Storage | Capacity | MW | 0 | 0 | 0 | 0 | 0 | 0 | 0
Case B Updated RGGI Price | ME | Hydrogen | New Hydrogen | New H2 CC | Capacity | MW | 0 | 0 | 0 | 0 | 0 | 0 | 0
Case B Updated RGGI Price | ME | Hydrogen | New Hydrogen | New H2 CT | Capacity | MW | 0 | 0 | 0 | 0 | 0 | 0 | 0
Case B Updated RGGI Price | ME | Retire Coal | Retire Coal | Retire Coal | Capacity | MW | 0 | 0 | 0 | 0 | 0 | 0 | 0
Case B Updated RGGI Price | ME | Retire Combined Cycle | Retire Combined Cycle | Retire Combined Cycle | Capacity | MW | 0 | 0 | 0 | 0 | 0 | 0 | 0
Case B Updated RGGI Price | ME | Retire Combustion Turbine | Retire Combustion Turbine | Retire Combustion Turbine | Capacity | MW | 0 | 0 | 0 | 0 | 0 | 0 | 0
Case B Updated RGGI Price | ME | Retire Oil/Gas | Retire Oil/Gas | Retire Oil/Gas | Capacity | MW | 0 | 0 | 0 | 0 | 0 | 0 | 0
Case B Updated RGGI Price | ME | Retire Other | Retire Other | Retire Other | Capacity | MW | 0 | 213.5545 | 220.396 | 220.396 | 220.396 | 220.396 | 257.652
Case B Updated RGGI Price | ME | Retire Nuclear | Retire Nuclear | Retire Nuclear | Capacity | MW | 0 | 0 | 0 | 0 | 0 | 0 | 0
Case B Updated RGGI Price | MD | Coal | Coal | Coal | Capacity | MW | 1275.497 | -2.2737e-13 | 0 | 0 | 0 | 0 | 0
Case B Updated RGGI Price | MD | Coal with CCS | Coal with CCS | Coal with CCS | Capacity | MW | 0 | 0 | 0 | 0 | 0 | 0 | 0
Case B Updated RGGI Price | MD | Combined Cycle | Combined Cycle | Combined Cycle | Capacity | MW | 2168.62 | 2168.62 | 2168.62 | 2168.0085 | 2168.0085 | 2168.0085 | 2168.0085
Case B Updated RGGI Price | MD | Combustion Turbine | Combustion Turbine | Combustion Turbine | Capacity | MW | 2107.3 | 2077.4 | 2077.4 | 2077.4 | 2077.4 | 2077.4 | 2077.4
Case B Updated RGGI Price | MD | Oil/Gas | Oil/Gas | Oil/Gas | Capacity | MW | 2224 | 1548 | 1548 | 1548 | 1548 | 1548 | 1548
Case B Updated RGGI Price | MD | Other | Other | Other | Capacity | MW | 0 | 0 | 0 | 0 | 0 | 0 | 0
Case B Updated RGGI Price | MD | Nuclear | Nuclear | Nuclear | Capacity | MW | 1744.1 | 1744.1 | 1744.1 | 1744.1 | 1744.1 | 1744.1 | 1744.1
Case B Updated RGGI Price | MD | Hydro | Hydro | Hydro | Capacity | MW | 566.48 | 566.48 | 566.48 | 566.48 | 566.48 | 566.48 | 566.48
Case B Updated RGGI Price | MD | Solar PV | Solar PV | Solar PV | Capacity | MW | 1467.449 | 1563.249 | 1563.249 | 1563.249 | 1563.249 | 1563.249 | 1563.249
Case B Updated RGGI Price | MD | Onshore Wind | Onshore Wind | Onshore Wind | Capacity | MW | 260 | 260 | 260 | 260 | 260 | 260 | 260
Case B Updated RGGI Price | MD | Battery Storage | Battery Storage | Battery Storage | Capacity | MW | 6.5 | 6.5 | 6.5 | 6.5 | 6.5 | 6.5 | 6.5
Case B Updated RGGI Price | MD | Other RE | Other RE | Other RE | Capacity | MW | 131.2 | 127.7 | 73.7 | 73.7 | 73.7 | 73.7 | 73.7
Case B Updated RGGI Price | MD | Combined Cycle | New Combined Cycle | New Combined Cycle | Capacity | MW | 0 | 0 | 0 | 0 | 0 | 0 | 0
Case B Updated RGGI Price | MD | Combustion Turbine | New Combustion Turbine | New Combustion Turbine | Capacity | MW | 0 | 0 | 87 | 87 | 87 | 87 | 87
Case B Updated RGGI Price | MD | Other | New Other | New Other | Capacity | MW | 0 | 0 | 0 | 0 | 0 | 0 | 0
Case B Updated RGGI Price | MD | Other RE | New Other RE | New Other RE | Capacity | MW | 0 | 0 | 0 | 0 | 0 | 0 | 0
Case B Updated RGGI Price | MD | Solar PV | New Solar PV | New Solar PV | Capacity | MW | 0 | 0 | 0 | 0 | 0 | 3093.9184 | 3093.9184
Case B Updated RGGI Price | MD | Onshore Wind | New Onshore Wind | New Onshore Wind | Capacity | MW | 0 | 209 | 678 | 678 | 1303 | 1303 | 1303
Case B Updated RGGI Price | MD | Offshore Wind | New Offshore Wind | New Offshore Wind | Capacity | MW | 0 | 1056.8 | 1056.8 | 8499.8 | 8499.8 | 8499.8 | 8499.8
Case B Updated RGGI Price | MD | Battery Storage | New Battery Storage | New Battery Storage | Capacity | MW | 378.4481 | 378.4481 | 378.4481 | 378.4481 | 378.4481 | 378.4481 | 378.4481
Case B Updated RGGI Price | MD | Solar PV | New Solar PV | New Paired Solar PV | Capacity | MW | 0 | 0 | 0 | 0 | 1185.7773 | 2091.8588 | 8091.8588
Case B Updated RGGI Price | MD | Battery Storage | New Battery Storage | New Paired Battery Storage | Capacity | MW | 0 | 0 | 0 | 0 | 711.4664 | 1255.1153 | 4855.1153
Case B Updated RGGI Price | MD | Hydrogen | New Hydrogen | New H2 CC | Capacity | MW | 0 | 0 | 0 | 0 | 0 | 0 | 0
Case B Updated RGGI Price | MD | Hydrogen | New Hydrogen | New H2 CT | Capacity | MW | 0 | 0 | 0 | 0 | 0 | 0 | 0
Case B Updated RGGI Price | MD | Retire Coal | Retire Coal | Retire Coal | Capacity | MW | 0 | 1275.497 | 0 | 0 | 0 | 0 | 0
Case B Updated RGGI Price | MD | Retire Combined Cycle | Retire Combined Cycle | Retire Combined Cycle | Capacity | MW | 0 | 0 | 0 | 0 | 0 | 0 | 0
Case B Updated RGGI Price | MD | Retire Combustion Turbine | Retire Combustion Turbine | Retire Combustion Turbine | Capacity | MW | 0 | 0 | 0 | 0 | 0 | 0 | 0
Case B Updated RGGI Price | MD | Retire Oil/Gas | Retire Oil/Gas | Retire Oil/Gas | Capacity | MW | 0 | 0 | 0 | 0 | 0 | 0 | 0
Case B Updated RGGI Price | MD | Retire Other | Retire Other | Retire Other | Capacity | MW | 0 | 3.5 | 57.5 | 57.5 | 57.5 | 57.5 | 57.5
Case B Updated RGGI Price | MD | Retire Nuclear | Retire Nuclear | Retire Nuclear | Capacity | MW | 0 | 0 | 0 | 0 | 0 | 0 | 0
Case B Updated RGGI Price | MA | Coal | Coal | Coal | Capacity | MW | 0 | 0 | 0 | 0 | 0 | 0 | 0
Case B Updated RGGI Price | MA | Coal with CCS | Coal with CCS | Coal with CCS | Capacity | MW | 0 | 0 | 0 | 0 | 0 | 0 | 0
Case B Updated RGGI Price | MA | Combined Cycle | Combined Cycle | Combined Cycle | Capacity | MW | 4853.0668 | 4778.1638 | 4778.1638 | 4778.1638 | 4778.1638 | 4778.1638 | 4778.1638
Case B Updated RGGI Price | MA | Combustion Turbine | Combustion Turbine | Combustion Turbine | Capacity | MW | 1330.142 | 1205.622 | 1205.622 | 1205.622 | 1205.622 | 1205.622 | 1205.622
Case B Updated RGGI Price | MA | Oil/Gas | Oil/Gas | Oil/Gas | Capacity | MW | 1143.9 | 813.9718 | 813.9718 | 813.9718 | 813.9718 | 813.9718 | 813.9718
Case B Updated RGGI Price | MA | Other | Other | Other | Capacity | MW | 0 | 0 | 0 | 0 | 0 | 0 | 0
Case B Updated RGGI Price | MA | Nuclear | Nuclear | Nuclear | Capacity | MW | 0 | 0 | 0 | 0 | 0 | 0 | 0
Case B Updated RGGI Price | MA | Hydro | Hydro | Hydro | Capacity | MW | 2073.133 | 2073.133 | 2073.133 | 2073.133 | 2073.133 | 2073.133 | 2073.133
Case B Updated RGGI Price | MA | Solar PV | Solar PV | Solar PV | Capacity | MW | 1269.7475 | 1269.7475 | 1269.7475 | 1269.7475 | 1269.7475 | 1269.7475 | 1269.7475
Case B Updated RGGI Price | MA | Onshore Wind | Onshore Wind | Onshore Wind | Capacity | MW | 117.949 | 117.949 | 117.949 | 117.949 | 117.949 | 117.949 | 117.949
Case B Updated RGGI Price | MA | Battery Storage | Battery Storage | Battery Storage | Capacity | MW | 406 | 1062 | 1062 | 1062 | 1062 | 1062 | 1062
Case B Updated RGGI Price | MA | Other RE | Other RE | Other RE | Capacity | MW | 286.899 | 219.899 | 219.899 | 219.899 | 219.899 | 219.899 | 219.899
Case B Updated RGGI Price | MA | Combined Cycle | New Combined Cycle | New Combined Cycle | Capacity | MW | 0 | 0 | 0 | 0 | 0 | 0 | 0
Case B Updated RGGI Price | MA | Combustion Turbine | New Combustion Turbine | New Combustion Turbine | Capacity | MW | 0 | 0 | 0 | 0 | 0 | 0 | 0
Case B Updated RGGI Price | MA | Other | New Other | New Other | Capacity | MW | 0 | 0 | 0 | 0 | 0 | 0 | 0
Case B Updated RGGI Price | MA | Other RE | New Other RE | New Other RE | Capacity | MW | 0 | 0 | 0 | 0 | 0 | 0 | 0
Case B Updated RGGI Price | MA | Solar PV | New Solar PV | New Solar PV | Capacity | MW | 0 | 0 | 0 | 0 | 0 | 235.8295 | 6235.8295
Case B Updated RGGI Price | MA | Onshore Wind | New Onshore Wind | New Onshore Wind | Capacity | MW | 0 | 0 | 0 | 0 | 0 | 0 | 0
Case B Updated RGGI Price | MA | Offshore Wind | New Offshore Wind | New Offshore Wind | Capacity | MW | 800 | 800 | 800 | 800 | 800 | 5600 | 5600
Case B Updated RGGI Price | MA | Battery Storage | New Battery Storage | New Battery Storage | Capacity | MW | 594 | 594 | 594 | 594 | 594 | 594 | 594
Case B Updated RGGI Price | MA | Solar PV | New Solar PV | New Paired Solar PV | Capacity | MW | 0 | 0 | 0 | 0 | 1075 | 3718.1685 | 3718.1685
Case B Updated RGGI Price | MA | Battery Storage | New Battery Storage | New Paired Battery Storage | Capacity | MW | 0 | 0 | 0 | 0 | 645 | 2230.9011 | 2230.9011
Case B Updated RGGI Price | MA | Hydrogen | New Hydrogen | New H2 CC | Capacity | MW | 0 | 0 | 0 | 0 | 0 | 0 | 0
Case B Updated RGGI Price | MA | Hydrogen | New Hydrogen | New H2 CT | Capacity | MW | 0 | 0 | 0 | 0 | 0 | 0 | 0
Case B Updated RGGI Price | MA | Retire Coal | Retire Coal | Retire Coal | Capacity | MW | 0 | 0 | 0 | 0 | 0 | 0 | 0
Case B Updated RGGI Price | MA | Retire Combined Cycle | Retire Combined Cycle | Retire Combined Cycle | Capacity | MW | 0 | 0 | 0 | 0 | 0 | 0 | 0
Case B Updated RGGI Price | MA | Retire Combustion Turbine | Retire Combustion Turbine | Retire Combustion Turbine | Capacity | MW | 0 | 0 | 0 | 0 | 0 | 0 | 0
Case B Updated RGGI Price | MA | Retire Oil/Gas | Retire Oil/Gas | Retire Oil/Gas | Capacity | MW | 0 | 329.9282 | 329.9282 | 329.9282 | 329.9282 | 329.9282 | 329.9282
Case B Updated RGGI Price | MA | Retire Other | Retire Other | Retire Other | Capacity | MW | 0 | 67 | 67 | 67 | 67 | 67 | 67
Case B Updated RGGI Price | MA | Retire Nuclear | Retire Nuclear | Retire Nuclear | Capacity | MW | 0 | 0 | 0 | 0 | 0 | 0 | 0
Case B Updated RGGI Price | NH | Coal | Coal | Coal | Capacity | MW | 518.856 | 0 | 0 | 0 | 0 | 0 | 0
Case B Updated RGGI Price | NH | Coal with CCS | Coal with CCS | Coal with CCS | Capacity | MW | 0 | 0 | 0 | 0 | 0 | 0 | 0
Case B Updated RGGI Price | NH | Combined Cycle | Combined Cycle | Combined Cycle | Capacity | MW | 1183.694 | 1183.694 | 1183.694 | 1183.694 | 1183.694 | 1183.694 | 1183.694
Case B Updated RGGI Price | NH | Combustion Turbine | Combustion Turbine | Combustion Turbine | Capacity | MW | 89.61 | 89.61 | 89.61 | 89.61 | 89.61 | 89.61 | 89.61
Case B Updated RGGI Price | NH | Oil/Gas | Oil/Gas | Oil/Gas | Capacity | MW | 400.2 | 400.2 | 400.2 | 400.2 | 400.2 | 400.2 | 400.2
Case B Updated RGGI Price | NH | Other | Other | Other | Capacity | MW | 0 | 0 | 0 | 0 | 0 | 0 | 0
Case B Updated RGGI Price | NH | Nuclear | Nuclear | Nuclear | Capacity | MW | 1246 | 1246 | 1246 | 1246 | 1246 | 1246 | 1246
Case B Updated RGGI Price | NH | Hydro | Hydro | Hydro | Capacity | MW | 509.088 | 509.088 | 509.088 | 509.088 | 509.088 | 509.088 | 509.088
Case B Updated RGGI Price | NH | Solar PV | Solar PV | Solar PV | Capacity | MW | 107.7 | 107.7 | 107.7 | 107.7 | 107.7 | 107.7 | 107.7
Case B Updated RGGI Price | NH | Onshore Wind | Onshore Wind | Onshore Wind | Capacity | MW | 212.4 | 212.4 | 212.4 | 212.4 | 212.4 | 212.4 | 212.4
Case B Updated RGGI Price | NH | Battery Storage | Battery Storage | Battery Storage | Capacity | MW | 0 | 0 | 0 | 0 | 0 | 0 | 0
Case B Updated RGGI Price | NH | Other RE | Other RE | Other RE | Capacity | MW | 310.642 | 70.073 | 70.073 | 70.073 | 70.073 | 70.073 | 70.073
Case B Updated RGGI Price | NH | Combined Cycle | New Combined Cycle | New Combined Cycle | Capacity | MW | 0 | 0 | 0 | 0 | 0 | 0 | 0
Case B Updated RGGI Price | NH | Combustion Turbine | New Combustion Turbine | New Combustion Turbine | Capacity | MW | 0 | 0 | 0 | 0 | 0 | 0 | 0
Case B Updated RGGI Price | NH | Other | New Other | New Other | Capacity | MW | 0 | 0 | 0 | 0 | 0 | 0 | 0
Case B Updated RGGI Price | NH | Other RE | New Other RE | New Other RE | Capacity | MW | 0 | 0 | 0 | 0 | 0 | 0 | 0
Case B Updated RGGI Price | NH | Solar PV | New Solar PV | New Solar PV | Capacity | MW | 0 | 0 | 0 | 0 | 0 | 0 | 0
Case B Updated RGGI Price | NH | Onshore Wind | New Onshore Wind | New Onshore Wind | Capacity | MW | 0 | 0 | 0 | 0 | 0 | 0 | 0
Case B Updated RGGI Price | NH | Offshore Wind | New Offshore Wind | New Offshore Wind | Capacity | MW | 0 | 0 | 0 | 0 | 0 | 0 | 0
Case B Updated RGGI Price | NH | Battery Storage | New Battery Storage | New Battery Storage | Capacity | MW | 0 | 0 | 0 | 0 | 0 | 0 | 0
Case B Updated RGGI Price | NH | Solar PV | New Solar PV | New Paired Solar PV | Capacity | MW | 0 | 0 | 0 | 0 | 0 | 0 | 0
Case B Updated RGGI Price | NH | Battery Storage | New Battery Storage | New Paired Battery Storage | Capacity | MW | 0 | 0 | 0 | 0 | 0 | 0 | 0
Case B Updated RGGI Price | NH | Hydrogen | New Hydrogen | New H2 CC | Capacity | MW | 0 | 0 | 0 | 0 | 0 | 0 | 0
Case B Updated RGGI Price | NH | Hydrogen | New Hydrogen | New H2 CT | Capacity | MW | 0 | 0 | 0 | 0 | 0 | 0 | 0
Case B Updated RGGI Price | NH | Retire Coal | Retire Coal | Retire Coal | Capacity | MW | 0 | 518.856 | 518.856 | 518.856 | 518.856 | 518.856 | 518.856
Case B Updated RGGI Price | NH | Retire Combined Cycle | Retire Combined Cycle | Retire Combined Cycle | Capacity | MW | 0 | 0 | 0 | 0 | 0 | 0 | 0
Case B Updated RGGI Price | NH | Retire Combustion Turbine | Retire Combustion Turbine | Retire Combustion Turbine | Capacity | MW | 0 | 0 | 0 | 0 | 0 | 0 | 0
Case B Updated RGGI Price | NH | Retire Oil/Gas | Retire Oil/Gas | Retire Oil/Gas | Capacity | MW | 0 | 0 | 0 | 0 | 0 | 0 | 0
Case B Updated RGGI Price | NH | Retire Other | Retire Other | Retire Other | Capacity | MW | 0 | 240.569 | 240.569 | 240.569 | 240.569 | 240.569 | 240.569
Case B Updated RGGI Price | NH | Retire Nuclear | Retire Nuclear | Retire Nuclear | Capacity | MW | 0 | 0 | 0 | 0 | 0 | 0 | 0
Case B Updated RGGI Price | NJ | Coal | Coal | Coal | Capacity | MW | 0 | 0 | 0 | 0 | 0 | 0 | 0
Case B Updated RGGI Price | NJ | Coal with CCS | Coal with CCS | Coal with CCS | Capacity | MW | 0 | 0 | 0 | 0 | 0 | 0 | 0
Case B Updated RGGI Price | NJ | Combined Cycle | Combined Cycle | Combined Cycle | Capacity | MW | 7360.779 | 7360.779 | 7360.779 | 7360.779 | 7360.779 | 7360.779 | 7360.779
Case B Updated RGGI Price | NJ | Combustion Turbine | Combustion Turbine | Combustion Turbine | Capacity | MW | 1953.08 | 1953.08 | 1953.08 | 1953.08 | 1953.08 | 1953.08 | 1953.08
Case B Updated RGGI Price | NJ | Oil/Gas | Oil/Gas | Oil/Gas | Capacity | MW | 0.6 | 0.6 | 0.6 | 0.6 | 0.6 | 0.6 | 0.6
Case B Updated RGGI Price | NJ | Other | Other | Other | Capacity | MW | 0 | 0 | 0 | 0 | 0 | 0 | 0
Case B Updated RGGI Price | NJ | Nuclear | Nuclear | Nuclear | Capacity | MW | 3500 | 3500 | 3500 | 3500 | 2326 | 2326 | 2326
Case B Updated RGGI Price | NJ | Hydro | Hydro | Hydro | Capacity | MW | 404.8 | 404.8 | 404.8 | 404.8 | 404.8 | 404.8 | 404.8
Case B Updated RGGI Price | NJ | Solar PV | Solar PV | Solar PV | Capacity | MW | 1409.281 | 1739.581 | 1739.581 | 1739.581 | 1739.581 | 1739.581 | 1739.581
Case B Updated RGGI Price | NJ | Onshore Wind | Onshore Wind | Onshore Wind | Capacity | MW | 9 | 9 | 9 | 9 | 9 | 9 | 9
Case B Updated RGGI Price | NJ | Battery Storage | Battery Storage | Battery Storage | Capacity | MW | 145.3 | 195.3 | 195.3 | 195.3 | 195.3 | 195.3 | 195.3
Case B Updated RGGI Price | NJ | Other RE | Other RE | Other RE | Capacity | MW | 251.331 | 218.875 | 218.875 | 210.875 | 210.875 | 210.875 | 210.875
Case B Updated RGGI Price | NJ | Combined Cycle | New Combined Cycle | New Combined Cycle | Capacity | MW | 0 | 0 | 0 | 0 | 0 | 0 | 0
Case B Updated RGGI Price | NJ | Combustion Turbine | New Combustion Turbine | New Combustion Turbine | Capacity | MW | 0 | 0 | 5 | 5 | 5 | 5 | 5
Case B Updated RGGI Price | NJ | Other | New Other | New Other | Capacity | MW | 0 | 0 | 0 | 0 | 0 | 0 | 0
Case B Updated RGGI Price | NJ | Other RE | New Other RE | New Other RE | Capacity | MW | 0 | 0 | 0 | 0 | 0 | 0 | 0
Case B Updated RGGI Price | NJ | Solar PV | New Solar PV | New Solar PV | Capacity | MW | 0 | 0 | 0 | 0 | 0 | 0 | 4159.9505
Case B Updated RGGI Price | NJ | Onshore Wind | New Onshore Wind | New Onshore Wind | Capacity | MW | 0 | 0 | 0 | 0 | 0 | 0 | 0
Case B Updated RGGI Price | NJ | Offshore Wind | New Offshore Wind | New Offshore Wind | Capacity | MW | 0 | 0 | 1148 | 4890 | 7000 | 7000 | 11000
Case B Updated RGGI Price | NJ | Battery Storage | New Battery Storage | New Battery Storage | Capacity | MW | 2305 | 2305 | 2305 | 2305 | 2305 | 2305 | 2305
Case B Updated RGGI Price | NJ | Solar PV | New Solar PV | New Paired Solar PV | Capacity | MW | 0 | 0 | 0 | 0 | 0 | 0 | 0
Case B Updated RGGI Price | NJ | Battery Storage | New Battery Storage | New Paired Battery Storage | Capacity | MW | 0 | 0 | 0 | 0 | 0 | 0 | 0
Case B Updated RGGI Price | NJ | Hydrogen | New Hydrogen | New H2 CC | Capacity | MW | 0 | 0 | 0 | 0 | 0 | 0 | 0
Case B Updated RGGI Price | NJ | Hydrogen | New Hydrogen | New H2 CT | Capacity | MW | 0 | 0 | 0 | 0 | 0 | 0 | 0
Case B Updated RGGI Price | NJ | Retire Coal | Retire Coal | Retire Coal | Capacity | MW | 0 | 0 | 0 | 0 | 0 | 0 | 0
Case B Updated RGGI Price | NJ | Retire Combined Cycle | Retire Combined Cycle | Retire Combined Cycle | Capacity | MW | 0 | 0 | 0 | 0 | 0 | 0 | 0
Case B Updated RGGI Price | NJ | Retire Combustion Turbine | Retire Combustion Turbine | Retire Combustion Turbine | Capacity | MW | 0 | 0 | 0 | 0 | 0 | 0 | 0
Case B Updated RGGI Price | NJ | Retire Oil/Gas | Retire Oil/Gas | Retire Oil/Gas | Capacity | MW | 0 | 0 | 0 | 0 | 0 | 0 | 0
Case B Updated RGGI Price | NJ | Retire Other | Retire Other | Retire Other | Capacity | MW | 0 | 32.456 | 32.456 | 40.456 | 40.456 | 40.456 | 40.456
Case B Updated RGGI Price | NJ | Retire Nuclear | Retire Nuclear | Retire Nuclear | Capacity | MW | 0 | 0 | 0 | 0 | 1174 | 1174 | 1174
Case B Updated RGGI Price | NY | Coal | Coal | Coal | Capacity | MW | 0 | 0 | 0 | 0 | 0 | 0 | 0
Case B Updated RGGI Price | NY | Coal with CCS | Coal with CCS | Coal with CCS | Capacity | MW | 0 | 0 | 0 | 0 | 0 | 0 | 0
Case B Updated RGGI Price | NY | Combined Cycle | Combined Cycle | Combined Cycle | Capacity | MW | 11173.9379 | 10568.1118 | 10568.1118 | 10568.1118 | 10568.1118 | 10568.1118 | 10568.1118
Case B Updated RGGI Price | NY | Combustion Turbine | Combustion Turbine | Combustion Turbine | Capacity | MW | 4215.542 | 4113.242 | 4113.242 | 3211.742 | 1867.492 | 1867.492 | 7489.242
Case B Updated RGGI Price | NY | Oil/Gas | Oil/Gas | Oil/Gas | Capacity | MW | 10594.4531 | 10100.0374 | 6202.7743 | 6202.7743 | 442.1916 | 46.5 | 46.5
Case B Updated RGGI Price | NY | Other | Other | Other | Capacity | MW | 0 | 0 | 0 | 0 | 0 | 0 | 0
Case B Updated RGGI Price | NY | Nuclear | Nuclear | Nuclear | Capacity | MW | 3333.6 | 3333.6 | 3333.6 | 3333.6 | 3333.6 | 3333.6 | 3333.6
Case B Updated RGGI Price | NY | Hydro | Hydro | Hydro | Capacity | MW | 5704.745 | 5704.745 | 5704.745 | 5704.745 | 5704.745 | 5704.745 | 5704.745
Case B Updated RGGI Price | NY | Solar PV | Solar PV | Solar PV | Capacity | MW | 13433 | 19828 | 22339 | 25088 | 29213 | 34259 | 41831
Case B Updated RGGI Price | NY | Onshore Wind | Onshore Wind | Onshore Wind | Capacity | MW | 4055 | 4190 | 8234 | 9571 | 11579 | 12801 | 14634
Case B Updated RGGI Price | NY | Offshore Wind | Offshore Wind | Offshore Wind | Capacity | MW | 1054 | 4142 | 6200 | 8126 | 11015 | 12551 | 14855
Case B Updated RGGI Price | NY | Battery Storage | Battery Storage | Battery Storage | Capacity | MW | 1802 | 2702 | 3302 | 6409.85 | 11071.65 | 12382.01 | 14347.56
Case B Updated RGGI Price | NY | Other RE | Other RE | Other RE | Capacity | MW | 516.165 | 516.165 | 516.165 | 516.165 | 516.165 | 516.165 | 106.3
Case B Updated RGGI Price | NY | Combined Cycle | New Combined Cycle | New Combined Cycle | Capacity | MW | 0 | 0 | 0 | 0 | 0 | 0 | 0
Case B Updated RGGI Price | NY | Combustion Turbine | New Combustion Turbine | New Combustion Turbine | Capacity | MW | 0 | 0 | 0 | 0 | 0 | 0 | 0
Case B Updated RGGI Price | NY | Other | New Other | New Other | Capacity | MW | 0 | 0 | 0 | 0 | 0 | 0 | 0
Case B Updated RGGI Price | NY | Other RE | New Other RE | New Other RE | Capacity | MW | 0 | 0 | 0 | 0 | 172 | 172 | 172
Case B Updated RGGI Price | NY | Solar PV | New Solar PV | New Solar PV | Capacity | MW | 0 | 0 | 0 | 0 | 0 | 0 | 0
Case B Updated RGGI Price | NY | Onshore Wind | New Onshore Wind | New Onshore Wind | Capacity | MW | 0 | 0 | 0 | 0 | 0 | 0 | 0
Case B Updated RGGI Price | NY | Offshore Wind | New Offshore Wind | New Offshore Wind | Capacity | MW | 0 | 0 | 0 | 0 | 0 | 0 | 0
Case B Updated RGGI Price | NY | Battery Storage | New Battery Storage | New Battery Storage | Capacity | MW | 0 | 0 | 0 | 0 | 0 | 0 | 1828
Case B Updated RGGI Price | NY | Solar PV | New Solar PV | New Paired Solar PV | Capacity | MW | 0 | 0 | 0 | 0 | 0 | 0 | 0
Case B Updated RGGI Price | NY | Battery Storage | New Battery Storage | New Paired Battery Storage | Capacity | MW | 0 | 0 | 0 | 0 | 0 | 0 | 0
Case B Updated RGGI Price | NY | Hydrogen | New Hydrogen | New H2 CC | Capacity | MW | 0 | 0 | 0 | 0 | 0 | 0 | 0
Case B Updated RGGI Price | NY | Hydrogen | New Hydrogen | New H2 CT | Capacity | MW | 0 | 0 | 0 | 0 | 0 | 0 | 0
Case B Updated RGGI Price | NY | Retire Coal | Retire Coal | Retire Coal | Capacity | MW | 0 | 0 | 0 | 0 | 0 | 0 | 0
Case B Updated RGGI Price | NY | Retire Combined Cycle | Retire Combined Cycle | Retire Combined Cycle | Capacity | MW | 8.1251 | 613.9512 | 613.9512 | 613.9512 | 613.9512 | 613.9512 | 613.9512
Case B Updated RGGI Price | NY | Retire Combustion Turbine | Retire Combustion Turbine | Retire Combustion Turbine | Capacity | MW | 0 | 28 | 28 | 28 | 1040.1 | 1040.1 | 1040.1
Case B Updated RGGI Price | NY | Retire Oil/Gas | Retire Oil/Gas | Retire Oil/Gas | Capacity | MW | 266.7469 | 761.1626 | 4658.4257 | 4658.4257 | 10419.0084 | 10814.7 | 10814.7
Case B Updated RGGI Price | NY | Retire Other | Retire Other | Retire Other | Capacity | MW | 0 | 0 | 0 | 0 | 0 | 0 | 0
Case B Updated RGGI Price | NY | Retire Nuclear | Retire Nuclear | Retire Nuclear | Capacity | MW | 0 | 0 | 0 | 0 | 0 | 0 | 0
Case B Updated RGGI Price | RI | Coal | Coal | Coal | Capacity | MW | 0 | 0 | 0 | 0 | 0 | 0 | 0
Case B Updated RGGI Price | RI | Coal with CCS | Coal with CCS | Coal with CCS | Capacity | MW | 0 | 0 | 0 | 0 | 0 | 0 | 0
Case B Updated RGGI Price | RI | Combined Cycle | Combined Cycle | Combined Cycle | Capacity | MW | 1812.772 | 1812.772 | 1812.772 | 1812.772 | 1812.772 | 1812.772 | 1812.772
Case B Updated RGGI Price | RI | Combustion Turbine | Combustion Turbine | Combustion Turbine | Capacity | MW | 9.56 | 9.56 | 9.56 | 9.56 | 9.56 | 3.96 | 3.96
Case B Updated RGGI Price | RI | Oil/Gas | Oil/Gas | Oil/Gas | Capacity | MW | 0 | 0 | 0 | 0 | 0 | 0 | 0
Case B Updated RGGI Price | RI | Other | Other | Other | Capacity | MW | 0 | 0 | 0 | 0 | 0 | 0 | 0
Case B Updated RGGI Price | RI | Nuclear | Nuclear | Nuclear | Capacity | MW | 0 | 0 | 0 | 0 | 0 | 0 | 0
Case B Updated RGGI Price | RI | Hydro | Hydro | Hydro | Capacity | MW | 3.156 | 3.156 | 3.156 | 3.156 | 3.156 | 3.156 | 3.156
Case B Updated RGGI Price | RI | Solar PV | Solar PV | Solar PV | Capacity | MW | 244.8 | 244.8 | 244.8 | 244.8 | 244.8 | 244.8 | 244.8
Case B Updated RGGI Price | RI | Onshore Wind | Onshore Wind | Onshore Wind | Capacity | MW | 54.5 | 54.5 | 54.5 | 54.5 | 54.5 | 54.5 | 54.5
Case B Updated RGGI Price | RI | Battery Storage | Battery Storage | Battery Storage | Capacity | MW | 0 | 0 | 0 | 0 | 0 | 0 | 0
Case B Updated RGGI Price | RI | Other RE | Other RE | Other RE | Capacity | MW | 55.543 | 53.863 | 53.863 | 53.863 | 53.863 | 53.863 | 53.863
Case B Updated RGGI Price | RI | Combined Cycle | New Combined Cycle | New Combined Cycle | Capacity | MW | 0 | 0 | 0 | 0 | 0 | 0 | 0
Case B Updated RGGI Price | RI | Combustion Turbine | New Combustion Turbine | New Combustion Turbine | Capacity | MW | 0 | 0 | 0 | 0 | 0 | 0 | 0
Case B Updated RGGI Price | RI | Other | New Other | New Other | Capacity | MW | 0 | 0 | 0 | 0 | 0 | 0 | 0
Case B Updated RGGI Price | RI | Other RE | New Other RE | New Other RE | Capacity | MW | 0 | 0 | 0 | 0 | 0 | 0 | 0
Case B Updated RGGI Price | RI | Solar PV | New Solar PV | New Solar PV | Capacity | MW | 0 | 0 | 0 | 0 | 0 | 0 | 4866.5515
Case B Updated RGGI Price | RI | Onshore Wind | New Onshore Wind | New Onshore Wind | Capacity | MW | 0 | 0 | 0 | 0 | 0 | 0 | 0
Case B Updated RGGI Price | RI | Offshore Wind | New Offshore Wind | New Offshore Wind | Capacity | MW | 430 | 430 | 1430 | 1430 | 1430 | 1430 | 1430
Case B Updated RGGI Price | RI | Battery Storage | New Battery Storage | New Battery Storage | Capacity | MW | 0 | 0 | 0 | 0 | 0 | 0 | 0
Case B Updated RGGI Price | RI | Solar PV | New Solar PV | New Paired Solar PV | Capacity | MW | 0 | 0 | 0 | 0 | 377 | 377 | 2207.514
Case B Updated RGGI Price | RI | Battery Storage | New Battery Storage | New Paired Battery Storage | Capacity | MW | 0 | 0 | 0 | 0 | 226.2 | 226.2 | 1324.5084
Case B Updated RGGI Price | RI | Hydrogen | New Hydrogen | New H2 CC | Capacity | MW | 0 | 0 | 0 | 0 | 0 | 0 | 0
Case B Updated RGGI Price | RI | Hydrogen | New Hydrogen | New H2 CT | Capacity | MW | 0 | 0 | 0 | 0 | 0 | 0 | 0
Case B Updated RGGI Price | RI | Retire Coal | Retire Coal | Retire Coal | Capacity | MW | 0 | 0 | 0 | 0 | 0 | 0 | 0
Case B Updated RGGI Price | RI | Retire Combined Cycle | Retire Combined Cycle | Retire Combined Cycle | Capacity | MW | 0 | 0 | 0 | 0 | 0 | 0 | 0
Case B Updated RGGI Price | RI | Retire Combustion Turbine | Retire Combustion Turbine | Retire Combustion Turbine | Capacity | MW | 0 | 0 | 0 | 0 | 0 | 5.6 | 5.6
Case B Updated RGGI Price | RI | Retire Oil/Gas | Retire Oil/Gas | Retire Oil/Gas | Capacity | MW | 0 | 0 | 0 | 0 | 0 | 0 | 0
Case B Updated RGGI Price | RI | Retire Other | Retire Other | Retire Other | Capacity | MW | 0 | 1.68 | 1.68 | 1.68 | 1.68 | 1.68 | 1.68
Case B Updated RGGI Price | RI | Retire Nuclear | Retire Nuclear | Retire Nuclear | Capacity | MW | 0 | 0 | 0 | 0 | 0 | 0 | 0
Case B Updated RGGI Price | VT | Coal | Coal | Coal | Capacity | MW | 0 | 0 | 0 | 0 | 0 | 0 | 0
Case B Updated RGGI Price | VT | Coal with CCS | Coal with CCS | Coal with CCS | Capacity | MW | 0 | 0 | 0 | 0 | 0 | 0 | 0
Case B Updated RGGI Price | VT | Combined Cycle | Combined Cycle | Combined Cycle | Capacity | MW | 0 | 0 | 0 | 0 | 0 | 0 | 0
Case B Updated RGGI Price | VT | Combustion Turbine | Combustion Turbine | Combustion Turbine | Capacity | MW | 141.839 | 127.794 | 127.794 | 127.794 | 127.794 | 127.794 | 127.794
Case B Updated RGGI Price | VT | Oil/Gas | Oil/Gas | Oil/Gas | Capacity | MW | 0 | 0 | 0 | 0 | 0 | 0 | 0
Case B Updated RGGI Price | VT | Other | Other | Other | Capacity | MW | 0 | 0 | 0 | 0 | 0 | 0 | 0
Case B Updated RGGI Price | VT | Nuclear | Nuclear | Nuclear | Capacity | MW | 0 | 0 | 0 | 0 | 0 | 0 | 0
Case B Updated RGGI Price | VT | Hydro | Hydro | Hydro | Capacity | MW | 319.202 | 319.202 | 319.202 | 319.202 | 319.202 | 319.202 | 319.202
Case B Updated RGGI Price | VT | Solar PV | Solar PV | Solar PV | Capacity | MW | 140.52 | 230.52 | 230.52 | 230.52 | 230.52 | 230.52 | 230.52
Case B Updated RGGI Price | VT | Onshore Wind | Onshore Wind | Onshore Wind | Capacity | MW | 151.2 | 151.2 | 151.2 | 151.2 | 151.2 | 151.2 | 151.2
Case B Updated RGGI Price | VT | Battery Storage | Battery Storage | Battery Storage | Capacity | MW | 0 | 0 | 0 | 0 | 0 | 0 | 0
Case B Updated RGGI Price | VT | Other RE | Other RE | Other RE | Capacity | MW | 75.7 | 3.7 | 3.7 | 3.7 | 3.7 | 3.7 | 3.7
Case B Updated RGGI Price | VT | Combined Cycle | New Combined Cycle | New Combined Cycle | Capacity | MW | 0 | 0 | 0 | 0 | 0 | 0 | 0
Case B Updated RGGI Price | VT | Combustion Turbine | New Combustion Turbine | New Combustion Turbine | Capacity | MW | 0 | 0 | 0 | 0 | 0 | 0 | 0
Case B Updated RGGI Price | VT | Other | New Other | New Other | Capacity | MW | 0 | 0 | 0 | 0 | 0 | 0 | 0
Case B Updated RGGI Price | VT | Other RE | New Other RE | New Other RE | Capacity | MW | 0 | 0 | 0 | 0 | 0 | 0 | 0
Case B Updated RGGI Price | VT | Solar PV | New Solar PV | New Solar PV | Capacity | MW | 0 | 0 | 0 | 0 | 0 | 0 | 0
Case B Updated RGGI Price | VT | Onshore Wind | New Onshore Wind | New Onshore Wind | Capacity | MW | 0 | 0 | 3292 | 3292 | 5887 | 6014 | 6014
Case B Updated RGGI Price | VT | Offshore Wind | New Offshore Wind | New Offshore Wind | Capacity | MW | 0 | 0 | 0 | 0 | 0 | 0 | 0
Case B Updated RGGI Price | VT | Battery Storage | New Battery Storage | New Battery Storage | Capacity | MW | 0 | 0 | 0 | 0 | 0 | 0 | 0
Case B Updated RGGI Price | VT | Solar PV | New Solar PV | New Paired Solar PV | Capacity | MW | 0 | 0 | 0 | 0 | 90 | 2224.3709 | 2425.0936
Case B Updated RGGI Price | VT | Battery Storage | New Battery Storage | New Paired Battery Storage | Capacity | MW | 0 | 0 | 0 | 0 | 54 | 1334.6225 | 1455.0562
Case B Updated RGGI Price | VT | Hydrogen | New Hydrogen | New H2 CC | Capacity | MW | 0 | 0 | 0 | 0 | 0 | 0 | 0
Case B Updated RGGI Price | VT | Hydrogen | New Hydrogen | New H2 CT | Capacity | MW | 0 | 0 | 0 | 0 | 0 | 0 | 0
Case B Updated RGGI Price | VT | Retire Coal | Retire Coal | Retire Coal | Capacity | MW | 0 | 0 | 0 | 0 | 0 | 0 | 0
Case B Updated RGGI Price | VT | Retire Combined Cycle | Retire Combined Cycle | Retire Combined Cycle | Capacity | MW | 0 | 0 | 0 | 0 | 0 | 0 | 0
Case B Updated RGGI Price | VT | Retire Combustion Turbine | Retire Combustion Turbine | Retire Combustion Turbine | Capacity | MW | 0 | 0 | 0 | 0 | 0 | 0 | 0
Case B Updated RGGI Price | VT | Retire Oil/Gas | Retire Oil/Gas | Retire Oil/Gas | Capacity | MW | 0 | 0 | 0 | 0 | 0 | 0 | 0
Case B Updated RGGI Price | VT | Retire Other | Retire Other | Retire Other | Capacity | MW | 0 | 72 | 72 | 72 | 72 | 72 | 72
Case B Updated RGGI Price | VT | Retire Nuclear | Retire Nuclear | Retire Nuclear | Capacity | MW | 0 | 0 | 0 | 0 | 0 | 0 | 0
Case B Updated RGGI Price | NY | Imports | Imports Zone D (HQ) | 122739 | Capacity | MW | 1485 | 1485 | 1485 | 1485 | 1485 | 1485 | 1485
Case B Updated RGGI Price | NY | Imports | Imports Zone J (CHPE) | 122738 | Capacity | MW | 0 | 1250 | 1250 | 1250 | 1250 | 1250 | 1250
Case B Updated RGGI Price | MA | Imports | Clean Energy Connect Import | 4390 | Capacity | MW | 0 | 1200 | 1200 | 1200 | 1200 | 1200 | 1200
Case B Updated RGGI Price | CT | Imports | Imports |  | Capacity | MW | 0 | 0 | 0 | 0 | 0 | 0 | 0
Case B Updated RGGI Price | DE | Imports | Imports |  | Capacity | MW | 0 | 0 | 0 | 0 | 0 | 0 | 0
Case B Updated RGGI Price | ME | Imports | Imports |  | Capacity | MW | 0 | 0 | 0 | 0 | 0 | 0 | 0
Case B Updated RGGI Price | MD | Imports | Imports |  | Capacity | MW | 0 | 0 | 0 | 0 | 0 | 0 | 0
Case B Updated RGGI Price | NH | Imports | Imports |  | Capacity | MW | 0 | 0 | 0 | 0 | 0 | 0 | 0
Case B Updated RGGI Price | NJ | Imports | Imports |  | Capacity | MW | 0 | 0 | 0 | 0 | 0 | 0 | 0
Case B Updated RGGI Price | RI | Imports | Imports |  | Capacity | MW | 0 | 0 | 0 | 0 | 0 | 0 | 0
Case B Updated RGGI Price | VT | Imports | Imports |  | Capacity | MW | 0 | 0 | 0 | 0 | 0 | 0 | 0
Case B Updated RGGI Price | 10-State Contributions | Imports | Imports Zone D (HQ) | 122739 | Capacity | MW | 1485 | 1485 | 1485 | 1485 | 1485 | 1485 | 1485
Case B Updated RGGI Price | 10-State Contributions | Imports | Imports Zone J (CHPE) | 122738 | Capacity | MW | 0 | 1250 | 1250 | 1250 | 1250 | 1250 | 1250
Case B Updated RGGI Price | 10-State Contributions | Imports | Clean Energy Connect Import | 4390 | Capacity | MW | 0 | 1200 | 1200 | 1200 | 1200 | 1200 | 1200
Case B Updated RGGI Price | CT | Coal | Coal | Coal | Generation | GWh | 0 | 0 | 0 | 0 | 0 | 0 | 0
Case B Updated RGGI Price | CT | Coal with CCS | Coal with CCS | Coal with CCS | Generation | GWh | 0 | 0 | 0 | 0 | 0 | 0 | 0
Case B Updated RGGI Price | CT | Combined Cycle | Combined Cycle | Combined Cycle | Generation | GWh | 17509.2444 | 17274.3479 | 6612.2504 | 7752.4256 | 7908.9321 | 7923.0902 | 0
Case B Updated RGGI Price | CT | Combustion Turbine | Combustion Turbine | Combustion Turbine | Generation | GWh | 0 | 41.995 | 59.7645 | 162.42 | 119.3324 | 138.294 | 0
Case B Updated RGGI Price | CT | Oil/Gas | Oil/Gas | Oil/Gas | Generation | GWh | 0 | 0 | 25.74 | 18.7875 | 0 | 0 | 0
Case B Updated RGGI Price | CT | Other | Other | Other | Generation | GWh | 49.056 | 49.056 | 49.056 | 49.056 | 49.056 | 49.056 | 49.056
Case B Updated RGGI Price | CT | Nuclear | Nuclear | Nuclear | Generation | GWh | 16661.5627 | 16661.5627 | 16661.5627 | 16661.5627 | 16661.5627 | 16661.5627 | 16661.5627
Case B Updated RGGI Price | CT | Hydro | Hydro | Hydro | Generation | GWh | 545.9029 | 537.8104 | 538.9591 | 538.4991 | 538.4911 | 538.6671 | 539.1376
Case B Updated RGGI Price | CT | Solar PV | Solar PV | Solar PV | Generation | GWh | 902.3652 | 902.3652 | 902.3652 | 902.3652 | 902.3652 | 902.3652 | 902.3652
Case B Updated RGGI Price | CT | Onshore Wind | Onshore Wind | Onshore Wind | Generation | GWh | 14.4408 | 14.4408 | 14.4408 | 14.4408 | 14.4408 | 14.4408 | 14.4408
Case B Updated RGGI Price | CT | Battery Storage | Battery Storage | Battery Storage | Generation | GWh | 0 | 8.7672 | 19.871 | 8.9109 | 26.6561 | 11.6832 | 112.618
Case B Updated RGGI Price | CT | Other RE | Other RE | Other RE | Generation | GWh | 1870.7276 | 1748.8533 | 1748.8533 | 1748.8533 | 1750.3066 | 1748.8533 | 63.6388
Case B Updated RGGI Price | CT | Combined Cycle | New Combined Cycle | New Combined Cycle | Generation | GWh | 0 | 0 | 0 | 0 | 0 | 0 | 0
Case B Updated RGGI Price | CT | Combustion Turbine | New Combustion Turbine | New Combustion Turbine | Generation | GWh | 0 | 0 | 0 | 0 | 0 | 0 | 0
Case B Updated RGGI Price | CT | Other | New Other | New Other | Generation | GWh | 0 | 0 | 0 | 0 | 0 | 0 | 0
Case B Updated RGGI Price | CT | Other RE | New Other RE | New Other RE | Generation | GWh | 0 | 0 | 0 | 0 | 342.7584 | 342.7584 | 342.7584
Case B Updated RGGI Price | CT | Solar PV | New Solar PV | New Solar PV | Generation | GWh | 0 | 0 | 0 | 0 | 0 | 0 | 0
Case B Updated RGGI Price | CT | Onshore Wind | New Onshore Wind | New Onshore Wind | Generation | GWh | 0 | 0 | 0 | 0 | 0 | 0 | 0
Case B Updated RGGI Price | CT | Offshore Wind | New Offshore Wind | New Offshore Wind | Generation | GWh | 418.3982 | 1251.6288 | 6065.7702 | 6065.7702 | 6065.7702 | 6065.7702 | 6065.7702
Case B Updated RGGI Price | CT | Battery Storage | New Battery Storage | New Battery Storage | Generation | GWh | 125.82 | 486.2756 | 892.8618 | 810.0467 | 1046.9444 | 1042.9707 | 986.7496
Case B Updated RGGI Price | CT | Solar PV | New Solar PV | New Paired Solar PV | Generation | GWh | 0 | 0 | 0 | 0 | 0 | 0 | 8547.0167
Case B Updated RGGI Price | CT | Battery Storage | New Battery Storage | New Paired Battery Storage | Generation | GWh | 0 | 0 | 0 | 0 | 0 | 0 | 3674.1313
Case B Updated RGGI Price | CT | Hydrogen | New Hydrogen | New H2 CC | Generation | GWh | 0 | 0 | 0 | 0 | 0 | 0 | 0
Case B Updated RGGI Price | CT | Hydrogen | New Hydrogen | New H2 CT | Generation | GWh | 0 | 0 | 0 | 0 | 0 | 0 | 0
Case B Updated RGGI Price | DE | Coal | Coal | Coal | Generation | GWh | 279 | 0 | 0 | 0 | 0 | 0 | 0
Case B Updated RGGI Price | DE | Coal with CCS | Coal with CCS | Coal with CCS | Generation | GWh | 0 | 0 | 0 | 0 | 0 | 0 | 0
Case B Updated RGGI Price | DE | Combined Cycle | Combined Cycle | Combined Cycle | Generation | GWh | 2390.2117 | 752.4118 | 752.0567 | 594.2459 | 802.172 | 546.7978 | 119.9
Case B Updated RGGI Price | DE | Combustion Turbine | Combustion Turbine | Combustion Turbine | Generation | GWh | 30.03 | 30.03 | 30.03 | 1.43 | 1.43 | 1.43 | 3.41
Case B Updated RGGI Price | DE | Oil/Gas | Oil/Gas | Oil/Gas | Generation | GWh | 66 | 76.4986 | 81.007 | 53.3118 | 33.8937 | 31.832 | 17.0504
Case B Updated RGGI Price | DE | Other | Other | Other | Generation | GWh | 0 | 0 | 0 | 0 | 0 | 0 | 0
Case B Updated RGGI Price | DE | Nuclear | Nuclear | Nuclear | Generation | GWh | 0 | 0 | 0 | 0 | 0 | 0 | 0
Case B Updated RGGI Price | DE | Hydro | Hydro | Hydro | Generation | GWh | 0 | 0 | 0 | 0 | 0 | 0 | 0
Case B Updated RGGI Price | DE | Solar PV | Solar PV | Solar PV | Generation | GWh | 551.5145 | 551.5145 | 551.5145 | 551.5145 | 551.5145 | 551.5145 | 551.5145
Case B Updated RGGI Price | DE | Onshore Wind | Onshore Wind | Onshore Wind | Generation | GWh | 5.3733 | 5.3733 | 5.3733 | 5.3733 | 5.3733 | 5.3733 | 5.3733
Case B Updated RGGI Price | DE | Battery Storage | Battery Storage | Battery Storage | Generation | GWh | 0 | 0 | 0 | 0 | 0 | 0 | 0
Case B Updated RGGI Price | DE | Other RE | Other RE | Other RE | Generation | GWh | 276.4242 | 124.8216 | 43.173 | 42.5322 | 42.5322 | 43.173 | 54.4671
Case B Updated RGGI Price | DE | Combined Cycle | New Combined Cycle | New Combined Cycle | Generation | GWh | 0 | 0 | 0 | 0 | 0 | 0 | 0
Case B Updated RGGI Price | DE | Combustion Turbine | New Combustion Turbine | New Combustion Turbine | Generation | GWh | 0 | 0 | 10.824 | 3.4825 | 10.824 | 10.824 | 201.597
Case B Updated RGGI Price | DE | Other | New Other | New Other | Generation | GWh | 0 | 0 | 0 | 0 | 0 | 0 | 0
Case B Updated RGGI Price | DE | Other RE | New Other RE | New Other RE | Generation | GWh | 0 | 0 | 0 | 0 | 0 | 0 | 0
Case B Updated RGGI Price | DE | Solar PV | New Solar PV | New Solar PV | Generation | GWh | 0 | 0 | 0 | 0 | 0 | 0 | 2743.5426
Case B Updated RGGI Price | DE | Onshore Wind | New Onshore Wind | New Onshore Wind | Generation | GWh | 0 | 0 | 0 | 0 | 0 | 0 | 0
Case B Updated RGGI Price | DE | Offshore Wind | New Offshore Wind | New Offshore Wind | Generation | GWh | 0 | 0 | 0 | 0 | 0 | 0 | 0
Case B Updated RGGI Price | DE | Battery Storage | New Battery Storage | New Battery Storage | Generation | GWh | 0 | 0 | 0 | 0 | 0 | 0 | 0
Case B Updated RGGI Price | DE | Solar PV | New Solar PV | New Paired Solar PV | Generation | GWh | 0 | 0 | 0 | 0 | 0 | 0 | 0
Case B Updated RGGI Price | DE | Battery Storage | New Battery Storage | New Paired Battery Storage | Generation | GWh | 0 | 0 | 0 | 0 | 0 | 0 | 0
Case B Updated RGGI Price | DE | Hydrogen | New Hydrogen | New H2 CC | Generation | GWh | 0 | 0 | 0 | 0 | 0 | 0 | 0
Case B Updated RGGI Price | DE | Hydrogen | New Hydrogen | New H2 CT | Generation | GWh | 0 | 0 | 0 | 0 | 0 | 0 | 0
Case B Updated RGGI Price | ME | Coal | Coal | Coal | Generation | GWh | 0 | 0 | 0 | 0 | 0 | 0 | 0
Case B Updated RGGI Price | ME | Coal with CCS | Coal with CCS | Coal with CCS | Generation | GWh | 0 | 0 | 0 | 0 | 0 | 0 | 0
Case B Updated RGGI Price | ME | Combined Cycle | Combined Cycle | Combined Cycle | Generation | GWh | 1564.8686 | 530.6795 | 307.0294 | 616.1955 | 615.001 | 349.7286 | 0
Case B Updated RGGI Price | ME | Combustion Turbine | Combustion Turbine | Combustion Turbine | Generation | GWh | 0 | 0 | 0 | 0 | 0.5388 | 0 | 0
Case B Updated RGGI Price | ME | Oil/Gas | Oil/Gas | Oil/Gas | Generation | GWh | 14.9616 | 11.016 | 11.016 | 11.016 | 11.016 | 11.016 | 0
Case B Updated RGGI Price | ME | Other | Other | Other | Generation | GWh | 0 | 0 | 0 | 0 | 0 | 0 | 0
Case B Updated RGGI Price | ME | Nuclear | Nuclear | Nuclear | Generation | GWh | 0 | 0 | 0 | 0 | 0 | 0 | 0
Case B Updated RGGI Price | ME | Hydro | Hydro | Hydro | Generation | GWh | 2722.6363 | 2722.6363 | 2722.6363 | 2722.6363 | 2520.836 | 2722.6363 | 1854.61
Case B Updated RGGI Price | ME | Solar PV | Solar PV | Solar PV | Generation | GWh | 1322.9446 | 1432.5937 | 1432.5937 | 1432.5937 | 1432.5937 | 1432.5937 | 1432.5937
Case B Updated RGGI Price | ME | Onshore Wind | Onshore Wind | Onshore Wind | Generation | GWh | 3759.48 | 3939.3215 | 3939.3215 | 3939.3215 | 3939.3215 | 3939.3215 | 3939.3215
Case B Updated RGGI Price | ME | Battery Storage | Battery Storage | Battery Storage | Generation | GWh | 0 | 17.0173 | 5.979 | 14.7432 | 112.085 | 48.5052 | 39.6104
Case B Updated RGGI Price | ME | Other RE | Other RE | Other RE | Generation | GWh | 1145.6915 | 469.6164 | 371.6664 | 376.0418 | 242.5993 | 243.9042 | 24.0935
Case B Updated RGGI Price | ME | Combined Cycle | New Combined Cycle | New Combined Cycle | Generation | GWh | 0 | 0 | 0 | 0 | 0 | 0 | 0
Case B Updated RGGI Price | ME | Combustion Turbine | New Combustion Turbine | New Combustion Turbine | Generation | GWh | 0 | 0 | 0 | 0 | 0 | 0 | 0
Case B Updated RGGI Price | ME | Other | New Other | New Other | Generation | GWh | 0 | 0 | 0 | 0 | 0 | 0 | 0
Case B Updated RGGI Price | ME | Other RE | New Other RE | New Other RE | Generation | GWh | 0 | 0 | 0 | 0 | 0 | 0 | 0
Case B Updated RGGI Price | ME | Solar PV | New Solar PV | New Solar PV | Generation | GWh | 0 | 0 | 0 | 0 | 0 | 0 | 0
Case B Updated RGGI Price | ME | Onshore Wind | New Onshore Wind | New Onshore Wind | Generation | GWh | 0 | 4028.281 | 6990.867 | 6990.867 | 10177.3548 | 10684.3216 | 11199.3842
Case B Updated RGGI Price | ME | Offshore Wind | New Offshore Wind | New Offshore Wind | Generation | GWh | 51.1276 | 51.1276 | 51.1276 | 51.1276 | 51.1276 | 51.1276 | 11086.6709
Case B Updated RGGI Price | ME | Battery Storage | New Battery Storage | New Battery Storage | Generation | GWh | 30.65 | 87.0263 | 184.4852 | 192.7386 | 233.7538 | 205.4115 | 119.4798
Case B Updated RGGI Price | ME | Solar PV | New Solar PV | New Paired Solar PV | Generation | GWh | 0 | 0 | 0 | 0 | 0 | 0 | 0
Case B Updated RGGI Price | ME | Battery Storage | New Battery Storage | New Paired Battery Storage | Generation | GWh | 0 | 0 | 0 | 0 | 0 | 0 | 0
Case B Updated RGGI Price | ME | Hydrogen | New Hydrogen | New H2 CC | Generation | GWh | 0 | 0 | 0 | 0 | 0 | 0 | 0
Case B Updated RGGI Price | ME | Hydrogen | New Hydrogen | New H2 CT | Generation | GWh | 0 | 0 | 0 | 0 | 0 | 0 | 0
Case B Updated RGGI Price | MD | Coal | Coal | Coal | Generation | GWh | 0 | 0 | 0 | 0 | 0 | 0 | 0
Case B Updated RGGI Price | MD | Coal with CCS | Coal with CCS | Coal with CCS | Generation | GWh | 0 | 0 | 0 | 0 | 0 | 0 | 0
Case B Updated RGGI Price | MD | Combined Cycle | Combined Cycle | Combined Cycle | Generation | GWh | 4110.2324 | 3357.4912 | 2492.5004 | 1801.212 | 2402.9672 | 1808.0835 | 41.3387
Case B Updated RGGI Price | MD | Combustion Turbine | Combustion Turbine | Combustion Turbine | Generation | GWh | 15.2908 | 15.5108 | 21.6821 | 0 | 0 | 10.7028 | 28.0422
Case B Updated RGGI Price | MD | Oil/Gas | Oil/Gas | Oil/Gas | Generation | GWh | 0 | 0 | 0 | 0 | 0 | 0 | 0
Case B Updated RGGI Price | MD | Other | Other | Other | Generation | GWh | 0 | 0 | 0 | 0 | 0 | 0 | 0
Case B Updated RGGI Price | MD | Nuclear | Nuclear | Nuclear | Generation | GWh | 14796.3086 | 14796.3086 | 14796.3086 | 14796.3086 | 14796.3086 | 14796.3086 | 14796.3086
Case B Updated RGGI Price | MD | Hydro | Hydro | Hydro | Generation | GWh | 1814.9909 | 1814.9909 | 1814.9909 | 1814.9909 | 1814.9909 | 1814.9909 | 1814.9909
Case B Updated RGGI Price | MD | Solar PV | Solar PV | Solar PV | Generation | GWh | 2246.9392 | 3178.5283 | 3226.9526 | 3226.9526 | 3226.9526 | 3226.9526 | 3226.9526
Case B Updated RGGI Price | MD | Onshore Wind | Onshore Wind | Onshore Wind | Generation | GWh | 706.308 | 754.6725 | 754.6725 | 754.6725 | 754.6725 | 754.6725 | 754.6725
Case B Updated RGGI Price | MD | Battery Storage | Battery Storage | Battery Storage | Generation | GWh | 1.4982 | 4.0331 | 4.5598 | 2.2244 | 1.0539 | 3.9076 | 7.8908
Case B Updated RGGI Price | MD | Other RE | Other RE | Other RE | Generation | GWh | 1099.4048 | 878.1788 | 595.7048 | 595.7048 | 595.7048 | 595.7048 | 595.7048
Case B Updated RGGI Price | MD | Combined Cycle | New Combined Cycle | New Combined Cycle | Generation | GWh | 0 | 0 | 0 | 0 | 0 | 0 | 0
Case B Updated RGGI Price | MD | Combustion Turbine | New Combustion Turbine | New Combustion Turbine | Generation | GWh | 0 | 0 | 2.088 | 0 | 0 | 2.088 | 14.268
Case B Updated RGGI Price | MD | Other | New Other | New Other | Generation | GWh | 0 | 0 | 0 | 0 | 0 | 0 | 0
Case B Updated RGGI Price | MD | Other RE | New Other RE | New Other RE | Generation | GWh | 0 | 0 | 0 | 0 | 0 | 0 | 0
Case B Updated RGGI Price | MD | Solar PV | New Solar PV | New Solar PV | Generation | GWh | 0 | 0 | 0 | 0 | 0 | 6555.2263 | 6555.2263
Case B Updated RGGI Price | MD | Onshore Wind | New Onshore Wind | New Onshore Wind | Generation | GWh | 0 | 928.3806 | 2868.869 | 2868.869 | 5113.8822 | 5113.8822 | 5113.8822
Case B Updated RGGI Price | MD | Offshore Wind | New Offshore Wind | New Offshore Wind | Generation | GWh | 0 | 4079.1159 | 4079.1159 | 34965.752 | 34965.752 | 34965.752 | 34965.752
Case B Updated RGGI Price | MD | Battery Storage | New Battery Storage | New Battery Storage | Generation | GWh | 509.9885 | 494.711 | 545.6177 | 489.8183 | 382.4837 | 552.5342 | 431.4119
Case B Updated RGGI Price | MD | Solar PV | New Solar PV | New Paired Solar PV | Generation | GWh | 0 | 0 | 0 | 0 | 2546.7415 | 4492.7692 | 17379.2102
Case B Updated RGGI Price | MD | Battery Storage | New Battery Storage | New Paired Battery Storage | Generation | GWh | 0 | 0 | 0 | 0 | 951.666 | 1832.4683 | 6620.9806
Case B Updated RGGI Price | MD | Hydrogen | New Hydrogen | New H2 CC | Generation | GWh | 0 | 0 | 0 | 0 | 0 | 0 | 0
Case B Updated RGGI Price | MD | Hydrogen | New Hydrogen | New H2 CT | Generation | GWh | 0 | 0 | 0 | 0 | 0 | 0 | 0
Case B Updated RGGI Price | MA | Coal | Coal | Coal | Generation | GWh | 0 | 0 | 0 | 0 | 0 | 0 | 0
Case B Updated RGGI Price | MA | Coal with CCS | Coal with CCS | Coal with CCS | Generation | GWh | 0 | 0 | 0 | 0 | 0 | 0 | 0
Case B Updated RGGI Price | MA | Combined Cycle | Combined Cycle | Combined Cycle | Generation | GWh | 11002.79 | 12042.0697 | 7723.1185 | 9154.7526 | 10865.5493 | 4788.9498 | 6596.2765
Case B Updated RGGI Price | MA | Combustion Turbine | Combustion Turbine | Combustion Turbine | Generation | GWh | 4.543 | 115.4656 | 114.7983 | 116.9658 | 123.3994 | 103.8438 | 77.8943
Case B Updated RGGI Price | MA | Oil/Gas | Oil/Gas | Oil/Gas | Generation | GWh | 3.96 | 57.8829 | 58.165 | 58.7594 | 58.7594 | 37.4465 | 30.4549
Case B Updated RGGI Price | MA | Other | Other | Other | Generation | GWh | 0 | 0 | 0 | 0 | 0 | 0 | 0
Case B Updated RGGI Price | MA | Nuclear | Nuclear | Nuclear | Generation | GWh | 0 | 0 | 0 | 0 | 0 | 0 | 0
Case B Updated RGGI Price | MA | Hydro | Hydro | Hydro | Generation | GWh | 2234.4419 | 1248.1897 | 1152.7041 | 1120.4261 | 1099.6555 | 1217.8359 | 1949.4244
Case B Updated RGGI Price | MA | Solar PV | Solar PV | Solar PV | Generation | GWh | 2664.415 | 2664.415 | 2664.415 | 2664.415 | 2664.415 | 2664.415 | 2664.415
Case B Updated RGGI Price | MA | Onshore Wind | Onshore Wind | Onshore Wind | Generation | GWh | 304.7983 | 304.7983 | 304.7983 | 304.7983 | 304.7983 | 304.7983 | 304.7983
Case B Updated RGGI Price | MA | Battery Storage | Battery Storage | Battery Storage | Generation | GWh | 5.9483 | 92.743 | 76.4416 | 79.1502 | 39.1846 | 5.6628 | 486.0123
Case B Updated RGGI Price | MA | Other RE | Other RE | Other RE | Generation | GWh | 1984.5291 | 1842.0771 | 1842.0771 | 1842.0771 | 1842.0771 | 1842.0771 | 1842.0771
Case B Updated RGGI Price | MA | Combined Cycle | New Combined Cycle | New Combined Cycle | Generation | GWh | 0 | 0 | 0 | 0 | 0 | 0 | 0
Case B Updated RGGI Price | MA | Combustion Turbine | New Combustion Turbine | New Combustion Turbine | Generation | GWh | 0 | 0 | 0 | 0 | 0 | 0 | 0
Case B Updated RGGI Price | MA | Other | New Other | New Other | Generation | GWh | 0 | 0 | 0 | 0 | 0 | 0 | 0
Case B Updated RGGI Price | MA | Other RE | New Other RE | New Other RE | Generation | GWh | 0 | 0 | 0 | 0 | 0 | 0 | 0
Case B Updated RGGI Price | MA | Solar PV | New Solar PV | New Solar PV | Generation | GWh | 0 | 0 | 0 | 0 | 0 | 492.5696 | 13178.3843
Case B Updated RGGI Price | MA | Onshore Wind | New Onshore Wind | New Onshore Wind | Generation | GWh | 0 | 0 | 0 | 0 | 0 | 0 | 0
Case B Updated RGGI Price | MA | Offshore Wind | New Offshore Wind | New Offshore Wind | Generation | GWh | 3293.76 | 3293.76 | 3293.76 | 3293.76 | 3293.76 | 25067.6783 | 25067.6783
Case B Updated RGGI Price | MA | Battery Storage | New Battery Storage | New Battery Storage | Generation | GWh | 420.2673 | 619.9161 | 776.8403 | 696.7664 | 547.2035 | 529.6012 | 799.3182
Case B Updated RGGI Price | MA | Solar PV | New Solar PV | New Paired Solar PV | Generation | GWh | 0 | 0 | 0 | 0 | 2204.5346 | 7624.9591 | 7624.9591
Case B Updated RGGI Price | MA | Battery Storage | New Battery Storage | New Paired Battery Storage | Generation | GWh | 0 | 0 | 0 | 0 | 722.1202 | 2677.2862 | 3238.4428
Case B Updated RGGI Price | MA | Hydrogen | New Hydrogen | New H2 CC | Generation | GWh | 0 | 0 | 0 | 0 | 0 | 0 | 0
Case B Updated RGGI Price | MA | Hydrogen | New Hydrogen | New H2 CT | Generation | GWh | 0 | 0 | 0 | 0 | 0 | 0 | 0
Case B Updated RGGI Price | NH | Coal | Coal | Coal | Generation | GWh | 560.3645 | 0 | 0 | 0 | 0 | 0 | 0
Case B Updated RGGI Price | NH | Coal with CCS | Coal with CCS | Coal with CCS | Generation | GWh | 0 | 0 | 0 | 0 | 0 | 0 | 0
Case B Updated RGGI Price | NH | Combined Cycle | Combined Cycle | Combined Cycle | Generation | GWh | 1532.6041 | 2092.5372 | 1465.2628 | 2211.2351 | 2801.7667 | 1706.0785 | 2411.9927
Case B Updated RGGI Price | NH | Combustion Turbine | Combustion Turbine | Combustion Turbine | Generation | GWh | 0.66044 | 21.3817 | 21.5322 | 23.2761 | 23.5234 | 20.3642 | 14.7707
Case B Updated RGGI Price | NH | Oil/Gas | Oil/Gas | Oil/Gas | Generation | GWh | 0 | 0 | 0 | 0 | 0 | 0 | 0
Case B Updated RGGI Price | NH | Other | Other | Other | Generation | GWh | 0 | 0 | 0 | 0 | 0 | 0 | 0
Case B Updated RGGI Price | NH | Nuclear | Nuclear | Nuclear | Generation | GWh | 10063.3808 | 10063.3808 | 10063.3808 | 10063.3808 | 10063.3808 | 10063.3808 | 10063.3808
Case B Updated RGGI Price | NH | Hydro | Hydro | Hydro | Generation | GWh | 1406.0808 | 1406.0808 | 1406.0808 | 1406.0808 | 1406.0808 | 1406.0808 | 1406.0807
Case B Updated RGGI Price | NH | Solar PV | Solar PV | Solar PV | Generation | GWh | 232.8486 | 232.8486 | 232.8486 | 232.8486 | 232.8486 | 232.8486 | 232.8486
Case B Updated RGGI Price | NH | Onshore Wind | Onshore Wind | Onshore Wind | Generation | GWh | 666.5463 | 666.5463 | 666.5463 | 666.5463 | 666.5463 | 666.5463 | 666.5463
Case B Updated RGGI Price | NH | Battery Storage | Battery Storage | Battery Storage | Generation | GWh | 0 | 0 | 0 | 0 | 0 | 0 | 0
Case B Updated RGGI Price | NH | Other RE | Other RE | Other RE | Generation | GWh | 611.7605 | 291.6949 | 287.9036 | 300.7421 | 362.2201 | 194.8465 | 354.81
Case B Updated RGGI Price | NH | Combined Cycle | New Combined Cycle | New Combined Cycle | Generation | GWh | 0 | 0 | 0 | 0 | 0 | 0 | 0
Case B Updated RGGI Price | NH | Combustion Turbine | New Combustion Turbine | New Combustion Turbine | Generation | GWh | 0 | 0 | 0 | 0 | 0 | 0 | 0
Case B Updated RGGI Price | NH | Other | New Other | New Other | Generation | GWh | 0 | 0 | 0 | 0 | 0 | 0 | 0
Case B Updated RGGI Price | NH | Other RE | New Other RE | New Other RE | Generation | GWh | 0 | 0 | 0 | 0 | 0 | 0 | 0
Case B Updated RGGI Price | NH | Solar PV | New Solar PV | New Solar PV | Generation | GWh | 0 | 0 | 0 | 0 | 0 | 0 | 0
Case B Updated RGGI Price | NH | Onshore Wind | New Onshore Wind | New Onshore Wind | Generation | GWh | 0 | 0 | 0 | 0 | 0 | 0 | 0
Case B Updated RGGI Price | NH | Offshore Wind | New Offshore Wind | New Offshore Wind | Generation | GWh | 0 | 0 | 0 | 0 | 0 | 0 | 0
Case B Updated RGGI Price | NH | Battery Storage | New Battery Storage | New Battery Storage | Generation | GWh | 0 | 0 | 0 | 0 | 0 | 0 | 0
Case B Updated RGGI Price | NH | Solar PV | New Solar PV | New Paired Solar PV | Generation | GWh | 0 | 0 | 0 | 0 | 0 | 0 | 0
Case B Updated RGGI Price | NH | Battery Storage | New Battery Storage | New Paired Battery Storage | Generation | GWh | 0 | 0 | 0 | 0 | 0 | 0 | 0
Case B Updated RGGI Price | NH | Hydrogen | New Hydrogen | New H2 CC | Generation | GWh | 0 | 0 | 0 | 0 | 0 | 0 | 0
Case B Updated RGGI Price | NH | Hydrogen | New Hydrogen | New H2 CT | Generation | GWh | 0 | 0 | 0 | 0 | 0 | 0 | 0
Case B Updated RGGI Price | NJ | Coal | Coal | Coal | Generation | GWh | 0 | 0 | 0 | 0 | 0 | 0 | 0
Case B Updated RGGI Price | NJ | Coal with CCS | Coal with CCS | Coal with CCS | Generation | GWh | 0 | 0 | 0 | 0 | 0 | 0 | 0
Case B Updated RGGI Price | NJ | Combined Cycle | Combined Cycle | Combined Cycle | Generation | GWh | 14366.7728 | 9681.1937 | 7316.2487 | 4254.6306 | 6525.8131 | 5330.8744 | 1052.9707
Case B Updated RGGI Price | NJ | Combustion Turbine | Combustion Turbine | Combustion Turbine | Generation | GWh | 5.7738 | 11.0534 | 11.1063 | 5.7738 | 10.6098 | 10.6098 | 42.9071
Case B Updated RGGI Price | NJ | Oil/Gas | Oil/Gas | Oil/Gas | Generation | GWh | 0 | 0 | 0 | 0 | 0 | 0 | 0
Case B Updated RGGI Price | NJ | Other | Other | Other | Generation | GWh | 0 | 0 | 0 | 0 | 0 | 0 | 0
Case B Updated RGGI Price | NJ | Nuclear | Nuclear | Nuclear | Generation | GWh | 27397.7464 | 27397.7464 | 27397.7464 | 27397.7464 | 17473.7591 | 17473.7591 | 17473.7591
Case B Updated RGGI Price | NJ | Hydro | Hydro | Hydro | Generation | GWh | 110.2261 | 61.3228 | 68.6037 | 61.239 | 65.8341 | 147.7837 | 303.7345
Case B Updated RGGI Price | NJ | Solar PV | Solar PV | Solar PV | Generation | GWh | 2946.8438 | 3665.5182 | 3665.5182 | 3665.5182 | 3665.5182 | 3665.5182 | 3665.5182
Case B Updated RGGI Price | NJ | Onshore Wind | Onshore Wind | Onshore Wind | Generation | GWh | 25.399 | 25.399 | 25.399 | 25.399 | 25.399 | 25.399 | 25.399
Case B Updated RGGI Price | NJ | Battery Storage | Battery Storage | Battery Storage | Generation | GWh | 18.9717 | 68.8084 | 46.2964 | 10.435 | 8.6242 | 86.8712 | 180.3503
Case B Updated RGGI Price | NJ | Other RE | Other RE | Other RE | Generation | GWh | 1805.4212 | 1749.0451 | 1710.3811 | 1678.9651 | 1678.9651 | 1678.9651 | 1678.9651
Case B Updated RGGI Price | NJ | Combined Cycle | New Combined Cycle | New Combined Cycle | Generation | GWh | 0 | 0 | 0 | 0 | 0 | 0 | 0
Case B Updated RGGI Price | NJ | Combustion Turbine | New Combustion Turbine | New Combustion Turbine | Generation | GWh | 0 | 0 | 0.145 | 0 | 0.145 | 0.145 | 2.68
Case B Updated RGGI Price | NJ | Other | New Other | New Other | Generation | GWh | 0 | 0 | 0 | 0 | 0 | 0 | 0
Case B Updated RGGI Price | NJ | Other RE | New Other RE | New Other RE | Generation | GWh | 0 | 0 | 0 | 0 | 0 | 0 | 0
Case B Updated RGGI Price | NJ | Solar PV | New Solar PV | New Solar PV | Generation | GWh | 0 | 0 | 0 | 0 | 0 | 0 | 8597.9001
Case B Updated RGGI Price | NJ | Onshore Wind | New Onshore Wind | New Onshore Wind | Generation | GWh | 0 | 0 | 0 | 0 | 0 | 0 | 0
Case B Updated RGGI Price | NJ | Offshore Wind | New Offshore Wind | New Offshore Wind | Generation | GWh | 0 | 0 | 4726.5456 | 20133.108 | 29080.1635 | 29080.1635 | 46393.6193
Case B Updated RGGI Price | NJ | Battery Storage | New Battery Storage | New Battery Storage | Generation | GWh | 2712.6702 | 3011.1339 | 3301.12 | 3360.5646 | 3259.6412 | 3262.6617 | 3358.6746
Case B Updated RGGI Price | NJ | Solar PV | New Solar PV | New Paired Solar PV | Generation | GWh | 0 | 0 | 0 | 0 | 0 | 0 | 0
Case B Updated RGGI Price | NJ | Battery Storage | New Battery Storage | New Paired Battery Storage | Generation | GWh | 0 | 0 | 0 | 0 | 0 | 0 | 0
Case B Updated RGGI Price | NJ | Hydrogen | New Hydrogen | New H2 CC | Generation | GWh | 0 | 0 | 0 | 0 | 0 | 0 | 0
Case B Updated RGGI Price | NJ | Hydrogen | New Hydrogen | New H2 CT | Generation | GWh | 0 | 0 | 0 | 0 | 0 | 0 | 0
Case B Updated RGGI Price | NY | Coal | Coal | Coal | Generation | GWh | 0 | 0 | 0 | 0 | 0 | 0 | 0
Case B Updated RGGI Price | NY | Coal with CCS | Coal with CCS | Coal with CCS | Generation | GWh | 0 | 0 | 0 | 0 | 0 | 0 | 0
Case B Updated RGGI Price | NY | Combined Cycle | Combined Cycle | Combined Cycle | Generation | GWh | 38631.6316 | 22522.8413 | 16480.7849 | 14980.5817 | 18674.1169 | 16277.7347 | 6742.4756
Case B Updated RGGI Price | NY | Combustion Turbine | Combustion Turbine | Combustion Turbine | Generation | GWh | 692.6527 | 327.7948 | 168.6918 | 205.1629 | 77.4213 | 123.4588 | 359.5761
Case B Updated RGGI Price | NY | Oil/Gas | Oil/Gas | Oil/Gas | Generation | GWh | 3209.163 | 2874.75 | 1727.2308 | 1710.5801 | 69.7786 | 27.3038 | 0
Case B Updated RGGI Price | NY | Other | Other | Other | Generation | GWh | 0 | 0 | 0 | 0 | 0 | 0 | 0
Case B Updated RGGI Price | NY | Nuclear | Nuclear | Nuclear | Generation | GWh | 26550.0352 | 26550.0352 | 26346.7542 | 25698.0271 | 25000 | 26550.0352 | 25000
Case B Updated RGGI Price | NY | Hydro | Hydro | Hydro | Generation | GWh | 26833.9011 | 27274.3996 | 27149.2835 | 27034.0786 | 28361.4709 | 27375.8073 | 27225.4018
Case B Updated RGGI Price | NY | Solar PV | Solar PV | Solar PV | Generation | GWh | 24453.0943 | 36241.7907 | 40685.9515 | 46792.609 | 54693.9111 | 63903.7518 | 77998.1817
Case B Updated RGGI Price | NY | Onshore Wind | Onshore Wind | Onshore Wind | Generation | GWh | 11702.198 | 12091.7903 | 24136.6448 | 28159.883 | 34202.0873 | 37893.6751 | 43431.1939
Case B Updated RGGI Price | NY | Offshore Wind | Offshore Wind | Offshore Wind | Generation | GWh | 4460.4962 | 17151.0415 | 25608.6653 | 33655.9419 | 45726.9791 | 52207.7109 | 61928.8085
Case B Updated RGGI Price | NY | Battery Storage | Battery Storage | Battery Storage | Generation | GWh | 18.3402 | 26.2796 | 31.6329 | 66.1038 | 117.7314 | 130.3704 | 149.8604
Case B Updated RGGI Price | NY | Other RE | Other RE | Other RE | Generation | GWh | 2287.2353 | 2288.4252 | 2049.3343 | 2036.9488 | 1963.6133 | 1905.3993 | 0
Case B Updated RGGI Price | NY | Combined Cycle | New Combined Cycle | New Combined Cycle | Generation | GWh | 0 | 0 | 0 | 0 | 0 | 0 | 0
Case B Updated RGGI Price | NY | Combustion Turbine | New Combustion Turbine | New Combustion Turbine | Generation | GWh | 0 | 0 | 0 | 0 | 0 | 0 | 0
Case B Updated RGGI Price | NY | Other | New Other | New Other | Generation | GWh | 0 | 0 | 0 | 0 | 0 | 0 | 0
Case B Updated RGGI Price | NY | Other RE | New Other RE | New Other RE | Generation | GWh | 0 | 0 | 0 | 0 | 961.3782 | 961.3782 | 961.3782
Case B Updated RGGI Price | NY | Solar PV | New Solar PV | New Solar PV | Generation | GWh | 0 | 0 | 0 | 0 | 0 | 0 | 0
Case B Updated RGGI Price | NY | Onshore Wind | New Onshore Wind | New Onshore Wind | Generation | GWh | 0 | 0 | 0 | 0 | 0 | 0 | 0
Case B Updated RGGI Price | NY | Offshore Wind | New Offshore Wind | New Offshore Wind | Generation | GWh | 0 | 0 | 0 | 0 | 0 | 0 | 0
Case B Updated RGGI Price | NY | Battery Storage | New Battery Storage | New Battery Storage | Generation | GWh | 0 | 0 | 0 | 0 | 0 | 0 | 6293.9868
Case B Updated RGGI Price | NY | Solar PV | New Solar PV | New Paired Solar PV | Generation | GWh | 0 | 0 | 0 | 0 | 0 | 0 | 0
Case B Updated RGGI Price | NY | Battery Storage | New Battery Storage | New Paired Battery Storage | Generation | GWh | 0 | 0 | 0 | 0 | 0 | 0 | 0
Case B Updated RGGI Price | NY | Hydrogen | New Hydrogen | New H2 CC | Generation | GWh | 0 | 0 | 0 | 0 | 0 | 0 | 0
Case B Updated RGGI Price | NY | Hydrogen | New Hydrogen | New H2 CT | Generation | GWh | 0 | 0 | 0 | 0 | 0 | 0 | 0
Case B Updated RGGI Price | RI | Coal | Coal | Coal | Generation | GWh | 0 | 0 | 0 | 0 | 0 | 0 | 0
Case B Updated RGGI Price | RI | Coal with CCS | Coal with CCS | Coal with CCS | Generation | GWh | 0 | 0 | 0 | 0 | 0 | 0 | 0
Case B Updated RGGI Price | RI | Combined Cycle | Combined Cycle | Combined Cycle | Generation | GWh | 5813.3219 | 6003.6371 | 3953.2132 | 4386.4222 | 6050.4164 | 2630.8142 | 2738.0465
Case B Updated RGGI Price | RI | Combustion Turbine | Combustion Turbine | Combustion Turbine | Generation | GWh | 44.7464 | 45.05 | 41.1337 | 44.9865 | 45.1544 | 0 | 0
Case B Updated RGGI Price | RI | Oil/Gas | Oil/Gas | Oil/Gas | Generation | GWh | 0 | 0 | 0 | 0 | 0 | 0 | 0
Case B Updated RGGI Price | RI | Other | Other | Other | Generation | GWh | 0 | 0 | 0 | 0 | 0 | 0 | 0
Case B Updated RGGI Price | RI | Nuclear | Nuclear | Nuclear | Generation | GWh | 0 | 0 | 0 | 0 | 0 | 0 | 0
Case B Updated RGGI Price | RI | Hydro | Hydro | Hydro | Generation | GWh | 8.3612 | 8.3612 | 8.3612 | 8.3612 | 8.3612 | 8.3612 | 8.3612
Case B Updated RGGI Price | RI | Solar PV | Solar PV | Solar PV | Generation | GWh | 530.6188 | 530.6188 | 530.6188 | 530.6188 | 530.6188 | 530.6188 | 530.6188
Case B Updated RGGI Price | RI | Onshore Wind | Onshore Wind | Onshore Wind | Generation | GWh | 140.4231 | 140.4231 | 140.4231 | 140.4231 | 140.4231 | 140.4231 | 140.4231
Case B Updated RGGI Price | RI | Battery Storage | Battery Storage | Battery Storage | Generation | GWh | 0 | 0 | 0 | 0 | 0 | 0 | 0
Case B Updated RGGI Price | RI | Other RE | Other RE | Other RE | Generation | GWh | 335.452 | 331.3496 | 329.5704 | 331.8232 | 331.8232 | 303.7912 | 316.5784
Case B Updated RGGI Price | RI | Combined Cycle | New Combined Cycle | New Combined Cycle | Generation | GWh | 0 | 0 | 0 | 0 | 0 | 0 | 0
Case B Updated RGGI Price | RI | Combustion Turbine | New Combustion Turbine | New Combustion Turbine | Generation | GWh | 0 | 0 | 0 | 0 | 0 | 0 | 0
Case B Updated RGGI Price | RI | Other | New Other | New Other | Generation | GWh | 0 | 0 | 0 | 0 | 0 | 0 | 0
Case B Updated RGGI Price | RI | Other RE | New Other RE | New Other RE | Generation | GWh | 0 | 0 | 0 | 0 | 0 | 0 | 0
Case B Updated RGGI Price | RI | Solar PV | New Solar PV | New Solar PV | Generation | GWh | 0 | 0 | 0 | 0 | 0 | 0 | 10377.89
Case B Updated RGGI Price | RI | Onshore Wind | New Onshore Wind | New Onshore Wind | Generation | GWh | 0 | 0 | 0 | 0 | 0 | 0 | 0
Case B Updated RGGI Price | RI | Offshore Wind | New Offshore Wind | New Offshore Wind | Generation | GWh | 669.0993 | 1765.4554 | 5971.4462 | 5971.4462 | 5971.4462 | 5971.4462 | 5971.4462
Case B Updated RGGI Price | RI | Battery Storage | New Battery Storage | New Battery Storage | Generation | GWh | 0 | 0 | 0 | 0 | 0 | 0 | 0
Case B Updated RGGI Price | RI | Solar PV | New Solar PV | New Paired Solar PV | Generation | GWh | 0 | 0 | 0 | 0 | 779.777 | 779.777 | 4565.9647
Case B Updated RGGI Price | RI | Battery Storage | New Battery Storage | New Paired Battery Storage | Generation | GWh | 0 | 0 | 0 | 0 | 167.3649 | 325.414 | 1861.4618
Case B Updated RGGI Price | RI | Hydrogen | New Hydrogen | New H2 CC | Generation | GWh | 0 | 0 | 0 | 0 | 0 | 0 | 0
Case B Updated RGGI Price | RI | Hydrogen | New Hydrogen | New H2 CT | Generation | GWh | 0 | 0 | 0 | 0 | 0 | 0 | 0
Case B Updated RGGI Price | VT | Coal | Coal | Coal | Generation | GWh | 0 | 0 | 0 | 0 | 0 | 0 | 0
Case B Updated RGGI Price | VT | Coal with CCS | Coal with CCS | Coal with CCS | Generation | GWh | 0 | 0 | 0 | 0 | 0 | 0 | 0
Case B Updated RGGI Price | VT | Combined Cycle | Combined Cycle | Combined Cycle | Generation | GWh | 0 | 0 | 0 | 0 | 0 | 0 | 0
Case B Updated RGGI Price | VT | Combustion Turbine | Combustion Turbine | Combustion Turbine | Generation | GWh | 0.16787 | 0.79376 | 0 | 0 | 0.10824 | 0 | 0
Case B Updated RGGI Price | VT | Oil/Gas | Oil/Gas | Oil/Gas | Generation | GWh | 0 | 0 | 0 | 0 | 0 | 0 | 0
Case B Updated RGGI Price | VT | Other | Other | Other | Generation | GWh | 0 | 0 | 0 | 0 | 0 | 0 | 0
Case B Updated RGGI Price | VT | Nuclear | Nuclear | Nuclear | Generation | GWh | 0 | 0 | 0 | 0 | 0 | 0 | 0
Case B Updated RGGI Price | VT | Hydro | Hydro | Hydro | Generation | GWh | 1267.8718 | 1267.8718 | 1267.8718 | 1267.8718 | 1267.8718 | 1267.8718 | 1267.8718
Case B Updated RGGI Price | VT | Solar PV | Solar PV | Solar PV | Generation | GWh | 282.8155 | 463.9527 | 463.9527 | 463.9527 | 463.9527 | 463.9527 | 463.9527
Case B Updated RGGI Price | VT | Onshore Wind | Onshore Wind | Onshore Wind | Generation | GWh | 462.3066 | 462.3066 | 462.3066 | 462.3066 | 462.3066 | 462.3066 | 462.3066
Case B Updated RGGI Price | VT | Battery Storage | Battery Storage | Battery Storage | Generation | GWh | 0 | 0 | 0 | 0 | 0 | 0 | 0
Case B Updated RGGI Price | VT | Other RE | Other RE | Other RE | Generation | GWh | 179.0532 | 23.5331 | 23.5332 | 23.5332 | 23.4306 | 23.5331 | 23.5331
Case B Updated RGGI Price | VT | Combined Cycle | New Combined Cycle | New Combined Cycle | Generation | GWh | 0 | 0 | 0 | 0 | 0 | 0 | 0
Case B Updated RGGI Price | VT | Combustion Turbine | New Combustion Turbine | New Combustion Turbine | Generation | GWh | 0 | 0 | 0 | 0 | 0 | 0 | 0
Case B Updated RGGI Price | VT | Other | New Other | New Other | Generation | GWh | 0 | 0 | 0 | 0 | 0 | 0 | 0
Case B Updated RGGI Price | VT | Other RE | New Other RE | New Other RE | Generation | GWh | 0 | 0 | 0 | 0 | 0 | 0 | 0
Case B Updated RGGI Price | VT | Solar PV | New Solar PV | New Solar PV | Generation | GWh | 0 | 0 | 0 | 0 | 0 | 0 | 0
Case B Updated RGGI Price | VT | Onshore Wind | New Onshore Wind | New Onshore Wind | Generation | GWh | 0 | 0 | 14060.6724 | 14060.6724 | 23887.744 | 24483.3548 | 24483.3548
Case B Updated RGGI Price | VT | Offshore Wind | New Offshore Wind | New Offshore Wind | Generation | GWh | 0 | 0 | 0 | 0 | 0 | 0 | 0
Case B Updated RGGI Price | VT | Battery Storage | New Battery Storage | New Battery Storage | Generation | GWh | 0 | 0 | 0 | 0 | 0 | 0 | 0
Case B Updated RGGI Price | VT | Solar PV | New Solar PV | New Paired Solar PV | Generation | GWh | 0 | 0 | 0 | 0 | 181.1372 | 4476.8473 | 4880.8289
Case B Updated RGGI Price | VT | Battery Storage | New Battery Storage | New Paired Battery Storage | Generation | GWh | 0 | 0 | 0 | 0 | 46.278 | 875.4059 | 1344.2264
Case B Updated RGGI Price | VT | Hydrogen | New Hydrogen | New H2 CC | Generation | GWh | 0 | 0 | 0 | 0 | 0 | 0 | 0
Case B Updated RGGI Price | VT | Hydrogen | New Hydrogen | New H2 CT | Generation | GWh | 0 | 0 | 0 | 0 | 0 | 0 | 0
Case B Updated RGGI Price | NY | Imports | Imports Zone D (HQ) | 122739 | Generation | GWh | 10361.3499 | 10361.3499 | 10361.3499 | 10361.3499 | 10361.3499 | 10361.3499 | 10361.3499
Case B Updated RGGI Price | NY | Imports | Imports Zone J (CHPE) | 122738 | Generation | GWh | 0 | 10402.5 | 10402.5 | 10402.5 | 10402.5 | 10402.5 | 10402.5
Case B Updated RGGI Price | MA | Imports | Clean Energy Connect Import | 4390 | Generation | GWh | 0 | 10512 | 10512 | 10512 | 10512 | 10512 | 10512
Case B Updated RGGI Price | CT | Imports | Imports |  | Generation | GWh | 0 | 0 | 0 | 0 | 0 | 0 | 0
Case B Updated RGGI Price | DE | Imports | Imports |  | Generation | GWh | 0 | 0 | 0 | 0 | 0 | 0 | 0
Case B Updated RGGI Price | ME | Imports | Imports |  | Generation | GWh | 0 | 0 | 0 | 0 | 0 | 0 | 0
Case B Updated RGGI Price | MD | Imports | Imports |  | Generation | GWh | 0 | 0 | 0 | 0 | 0 | 0 | 0
Case B Updated RGGI Price | NH | Imports | Imports |  | Generation | GWh | 0 | 0 | 0 | 0 | 0 | 0 | 0
Case B Updated RGGI Price | NJ | Imports | Imports |  | Generation | GWh | 0 | 0 | 0 | 0 | 0 | 0 | 0
Case B Updated RGGI Price | RI | Imports | Imports |  | Generation | GWh | 0 | 0 | 0 | 0 | 0 | 0 | 0
Case B Updated RGGI Price | VT | Imports | Imports |  | Generation | GWh | 0 | 0 | 0 | 0 | 0 | 0 | 0
Case B Updated RGGI Price | 10-State Contributions | Imports | Imports Zone D (HQ) | 122739 | Generation | GWh | 10361.3499 | 10361.3499 | 10361.3499 | 10361.3499 | 10361.3499 | 10361.3499 | 10361.3499
Case B Updated RGGI Price | 10-State Contributions | Imports | Imports Zone J (CHPE) | 122738 | Generation | GWh | 0 | 10402.5 | 10402.5 | 10402.5 | 10402.5 | 10402.5 | 10402.5
Case B Updated RGGI Price | 10-State Contributions | Imports | Clean Energy Connect Import | 4390 | Generation | GWh | 0 | 10512 | 10512 | 10512 | 10512 | 10512 | 10512
Case | State/Region | Technology Aggregate | Technology Type | Technology Sub-Type | Metric | Units | 2025 | 2028 | 2030 | 2032 | 2035 | 2037 | 2040
Case B Updated RGGI Price | 10-State Contributions | Coal | Coal | Coal | Capacity | MW | 2214.353 | -2.2737e-13 | 0 | 0 | 0 | 0 | 0
Case B Updated RGGI Price | 10-State Contributions | Coal with CCS | Coal with CCS | Coal with CCS | Capacity | MW | 0 | 0 | 0 | 0 | 0 | 0 | 0
Case B Updated RGGI Price | 10-State Contributions | Combined Cycle | Combined Cycle | Combined Cycle | Capacity | MW | 35902.3907 | 35221.6616 | 35221.6616 | 35221.05 | 35221.05 | 35221.05 | 35221.05
Case B Updated RGGI Price | 10-State Contributions | Combustion Turbine | Combustion Turbine | Combustion Turbine | Capacity | MW | 12042.539 | 11754.651 | 11754.651 | 10853.151 | 9508.901 | 9503.301 | 15125.051
Case B Updated RGGI Price | 10-State Contributions | Oil/Gas | Oil/Gas | Oil/Gas | Capacity | MW | 17706.9451 | 16056.456 | 12159.1928 | 12159.1928 | 6398.6101 | 6002.9185 | 6002.9185
Case B Updated RGGI Price | 10-State Contributions | Other | Other | Other | Capacity | MW | 5.6 | 5.6 | 5.6 | 5.6 | 5.6 | 5.6 | 5.6
Case B Updated RGGI Price | 10-State Contributions | Nuclear | Nuclear | Nuclear | Capacity | MW | 11925.7 | 11925.7 | 11925.7 | 11925.7 | 10751.7 | 10751.7 | 10751.7
Case B Updated RGGI Price | 10-State Contributions | Hydro | Hydro | Hydro | Capacity | MW | 10287.383 | 10287.383 | 10287.383 | 10287.383 | 10287.383 | 10287.383 | 10287.383
Case B Updated RGGI Price | 10-State Contributions | Solar PV | Solar PV | Solar PV | Capacity | MW | 19407.8975 | 26318.9975 | 28829.9975 | 31578.9975 | 35703.9975 | 40749.9975 | 48321.9975
Case B Updated RGGI Price | 10-State Contributions | Onshore Wind | Onshore Wind | Onshore Wind | Capacity | MW | 6107.549 | 6242.549 | 10286.549 | 11623.549 | 13631.549 | 14853.549 | 16686.549
Case B Updated RGGI Price | 10-State Contributions | Offshore Wind | Offshore Wind | Offshore Wind | Capacity | MW | 1054 | 4142 | 6200 | 8126 | 11015 | 12551 | 14855
Case B Updated RGGI Price | 10-State Contributions | Battery Storage | Battery Storage | Battery Storage | Capacity | MW | 2553 | 4364.32 | 4964.32 | 8072.17 | 12733.97 | 14044.33 | 16009.88
Case B Updated RGGI Price | 10-State Contributions | Other RE | Other RE | Other RE | Capacity | MW | 2219.741 | 1536.3815 | 1475.54 | 1467.54 | 1467.54 | 1467.54 | 829.628
Case B Updated RGGI Price | 10-State Contributions | Combined Cycle | New Combined Cycle | New Combined Cycle | Capacity | MW | 0 | 0 | 0 | 0 | 0 | 0 | 0
Case B Updated RGGI Price | 10-State Contributions | Combustion Turbine | New Combustion Turbine | New Combustion Turbine | Capacity | MW | 0 | 0 | 543 | 543 | 606 | 606 | 606
Case B Updated RGGI Price | 10-State Contributions | Other | New Other | New Other | Capacity | MW | 0 | 0 | 0 | 0 | 0 | 0 | 0
Case B Updated RGGI Price | 10-State Contributions | Other RE | New Other RE | New Other RE | Capacity | MW | 0 | 0 | 0 | 0 | 231 | 231 | 231
Case B Updated RGGI Price | 10-State Contributions | Solar PV | New Solar PV | New Solar PV | Capacity | MW | 0 | 0 | 0 | 0 | 0 | 3329.7479 | 19578.4304
Case B Updated RGGI Price | 10-State Contributions | Onshore Wind | New Onshore Wind | New Onshore Wind | Capacity | MW | 0 | 1055.0372 | 5433.4346 | 5433.4346 | 9312 | 9553.2304 | 9669
Case B Updated RGGI Price | 10-State Contributions | Offshore Wind | New Offshore Wind | New Offshore Wind | Capacity | MW | 1545 | 2601.8 | 6445.8 | 17630.8 | 19740.8 | 24540.8 | 31529.8
Case B Updated RGGI Price | 10-State Contributions | Battery Storage | New Battery Storage | New Battery Storage | Capacity | MW | 3684.4481 | 3829.4481 | 4279.4481 | 4279.4481 | 4279.4481 | 4279.4481 | 6107.4481
Case B Updated RGGI Price | 10-State Contributions | Solar PV | New Solar PV | New Paired Solar PV | Capacity | MW | 0 | 0 | 0 | 0 | 2727.7773 | 8411.3983 | 20636.8489
Case B Updated RGGI Price | 10-State Contributions | Battery Storage | New Battery Storage | New Paired Battery Storage | Capacity | MW | 0 | 0 | 0 | 0 | 1636.6664 | 5046.839 | 12382.1093
Case B Updated RGGI Price | 10-State Contributions | Hydrogen | New Hydrogen | New H2 CC | Capacity | MW | 0 | 0 | 0 | 0 | 0 | 0 | 0
Case B Updated RGGI Price | 10-State Contributions | Hydrogen | New Hydrogen | New H2 CT | Capacity | MW | 0 | 0 | 0 | 0 | 0 | 0 | 0
Case B Updated RGGI Price | 10-State Contributions | Retire Coal | Retire Coal | Retire Coal | Capacity | MW | 0 | 1794.353 | 518.856 | 518.856 | 518.856 | 518.856 | 518.856
Case B Updated RGGI Price | 10-State Contributions | Retire Combined Cycle | Retire Combined Cycle | Retire Combined Cycle | Capacity | MW | 8.1251 | 613.9512 | 613.9512 | 613.9512 | 613.9512 | 613.9512 | 613.9512
Case B Updated RGGI Price | 10-State Contributions | Retire Combustion Turbine | Retire Combustion Turbine | Retire Combustion Turbine | Capacity | MW | 0 | 28 | 28 | 28 | 1040.1 | 1045.7 | 1045.7
Case B Updated RGGI Price | 10-State Contributions | Retire Oil/Gas | Retire Oil/Gas | Retire Oil/Gas | Capacity | MW | 266.7469 | 1124.236 | 5021.4992 | 5021.4992 | 10782.0819 | 11177.7735 | 11177.7735
Case B Updated RGGI Price | 10-State Contributions | Retire Other | Retire Other | Retire Other | Capacity | MW | 0 | 683.3595 | 744.201 | 752.201 | 752.201 | 752.201 | 980.248
Case B Updated RGGI Price | 10-State Contributions | Retire Nuclear | Retire Nuclear | Retire Nuclear | Capacity | MW | 0 | 0 | 0 | 0 | 1174 | 1174 | 1174
Case B Updated RGGI Price | 10-State Contributions | Coal | Coal | Coal | Generation | GWh | 839.3645 | 0 | 0 | 0 | 0 | 0 | 0
Case B Updated RGGI Price | 10-State Contributions | Coal with CCS | Coal with CCS | Coal with CCS | Generation | GWh | 0 | 0 | 0 | 0 | 0 | 0 | 0
Case B Updated RGGI Price | 10-State Contributions | Combined Cycle | Combined Cycle | Combined Cycle | Generation | GWh | 96921.6775 | 74257.2097 | 47102.465 | 45751.7013 | 56646.7346 | 41362.1519 | 19703.0008
Case B Updated RGGI Price | 10-State Contributions | Combustion Turbine | Combustion Turbine | Combustion Turbine | Generation | GWh | 793.8649 | 609.075 | 468.7389 | 560.0151 | 401.5178 | 408.7033 | 526.6003
Case B Updated RGGI Price | 10-State Contributions | Oil/Gas | Oil/Gas | Oil/Gas | Generation | GWh | 3294.0846 | 3020.1475 | 1903.1588 | 1852.4548 | 173.4477 | 107.5982 | 47.5052
Case B Updated RGGI Price | 10-State Contributions | Other | Other | Other | Generation | GWh | 49.056 | 49.056 | 49.056 | 49.056 | 49.056 | 49.056 | 49.056
Case B Updated RGGI Price | 10-State Contributions | Nuclear | Nuclear | Nuclear | Generation | GWh | 95469.0336 | 95469.0336 | 95265.7526 | 94617.0255 | 83995.0111 | 85545.0463 | 83995.0111
Case B Updated RGGI Price | 10-State Contributions | Hydro | Hydro | Hydro | Generation | GWh | 36944.4128 | 36341.6635 | 36129.4914 | 35974.1838 | 37083.5923 | 36500.035 | 36369.6129
Case B Updated RGGI Price | 10-State Contributions | Solar PV | Solar PV | Solar PV | Generation | GWh | 36134.3997 | 49864.1456 | 54356.7308 | 60463.3883 | 68364.6904 | 77574.5311 | 91668.961
Case B Updated RGGI Price | 10-State Contributions | Onshore Wind | Onshore Wind | Onshore Wind | Generation | GWh | 17787.2734 | 18405.0717 | 30449.9262 | 34473.1644 | 40515.3687 | 44206.9566 | 49744.4754
Case B Updated RGGI Price | 10-State Contributions | Offshore Wind | Offshore Wind | Offshore Wind | Generation | GWh | 4460.4962 | 17151.0415 | 25608.6653 | 33655.9419 | 45726.9791 | 52207.7109 | 61928.8085
Case B Updated RGGI Price | 10-State Contributions | Battery Storage | Battery Storage | Battery Storage | Generation | GWh | 44.7584 | 217.6486 | 184.7808 | 181.5675 | 305.3351 | 287.0004 | 976.3423
Case B Updated RGGI Price | 10-State Contributions | Other RE | Other RE | Other RE | Generation | GWh | 11595.6993 | 9747.5951 | 9002.1972 | 8977.2215 | 8833.2724 | 8580.2477 | 4953.8679
Case B Updated RGGI Price | 10-State Contributions | Combined Cycle | New Combined Cycle | New Combined Cycle | Generation | GWh | 0 | 0 | 0 | 0 | 0 | 0 | 0
Case B Updated RGGI Price | 10-State Contributions | Combustion Turbine | New Combustion Turbine | New Combustion Turbine | Generation | GWh | 0 | 0 | 13.057 | 3.4825 | 10.969 | 13.057 | 218.545
Case B Updated RGGI Price | 10-State Contributions | Other | New Other | New Other | Generation | GWh | 0 | 0 | 0 | 0 | 0 | 0 | 0
Case B Updated RGGI Price | 10-State Contributions | Other RE | New Other RE | New Other RE | Generation | GWh | 0 | 0 | 0 | 0 | 1304.1366 | 1304.1366 | 1304.1366
Case B Updated RGGI Price | 10-State Contributions | Solar PV | New Solar PV | New Solar PV | Generation | GWh | 0 | 0 | 0 | 0 | 0 | 7047.7959 | 41452.9434
Case B Updated RGGI Price | 10-State Contributions | Onshore Wind | New Onshore Wind | New Onshore Wind | Generation | GWh | 0 | 4956.6615 | 23920.4084 | 23920.4084 | 39178.981 | 40281.5586 | 40796.6212
Case B Updated RGGI Price | 10-State Contributions | Offshore Wind | New Offshore Wind | New Offshore Wind | Generation | GWh | 4432.3851 | 10441.0877 | 24187.7656 | 70480.9641 | 79428.0195 | 101201.9379 | 129550.9369
Case B Updated RGGI Price | 10-State Contributions | Battery Storage | New Battery Storage | New Battery Storage | Generation | GWh | 3799.396 | 4699.063 | 5700.925 | 5549.9346 | 5470.0266 | 5593.1793 | 11989.6209
Case B Updated RGGI Price | 10-State Contributions | Solar PV | New Solar PV | New Paired Solar PV | Generation | GWh | 0 | 0 | 0 | 0 | 5712.1902 | 17374.3526 | 42997.9797
Case B Updated RGGI Price | 10-State Contributions | Battery Storage | New Battery Storage | New Paired Battery Storage | Generation | GWh | 0 | 0 | 0 | 0 | 1887.4291 | 5710.5744 | 16739.243
Case B Updated RGGI Price | 10-State Contributions | Hydrogen | New Hydrogen | New H2 CC | Generation | GWh | 0 | 0 | 0 | 0 | 0 | 0 | 0
Case B Updated RGGI Price | 10-State Contributions | Hydrogen | New Hydrogen | New H2 CT | Generation | GWh | 0 | 0 | 0 | 0 | 0 | 0 | 0
Case | State/Region | Technology Aggregate | Technology Type | Technology Sub-Type | Metric | Units | 2025 | 2028 | 2030 | 2032 | 2035 | 2037 | 2040
Case B Updated RGGI Price | ISONE | Coal | Coal | Coal | Capacity | MW | 518.856 | 0 | 0 | 0 | 0 | 0 | 0
Case B Updated RGGI Price | ISONE | Coal with CCS | Coal with CCS | Coal with CCS | Capacity | MW | 0 | 0 | 0 | 0 | 0 | 0 | 0
Case B Updated RGGI Price | ISONE | Combined Cycle | Combined Cycle | Combined Cycle | Capacity | MW | 13800.0538 | 13725.1508 | 13725.1508 | 13725.1508 | 13725.1508 | 13725.1508 | 13725.1508
Case B Updated RGGI Price | ISONE | Combustion Turbine | Combustion Turbine | Combustion Turbine | Capacity | MW | 3396.117 | 3240.429 | 3240.429 | 3240.429 | 3240.429 | 3234.829 | 3234.829
Case B Updated RGGI Price | ISONE | Oil/Gas | Oil/Gas | Oil/Gas | Capacity | MW | 4047.892 | 3567.8185 | 3567.8185 | 3567.8185 | 3567.8185 | 3567.8185 | 3567.8185
Case B Updated RGGI Price | ISONE | Other | Other | Other | Capacity | MW | 5.6 | 5.6 | 5.6 | 5.6 | 5.6 | 5.6 | 5.6
Case B Updated RGGI Price | ISONE | Nuclear | Nuclear | Nuclear | Capacity | MW | 3348 | 3348 | 3348 | 3348 | 3348 | 3348 | 3348
Case B Updated RGGI Price | ISONE | Hydro | Hydro | Hydro | Capacity | MW | 3611.358 | 3611.358 | 3611.358 | 3611.358 | 3611.358 | 3611.358 | 3611.358
Case B Updated RGGI Price | ISONE | Solar PV | Solar PV | Solar PV | Capacity | MW | 2843.0675 | 2933.0675 | 2933.0675 | 2933.0675 | 2933.0675 | 2933.0675 | 2933.0675
Case B Updated RGGI Price | ISONE | Onshore Wind | Onshore Wind | Onshore Wind | Capacity | MW | 1781.549 | 1781.549 | 1781.549 | 1781.549 | 1781.549 | 1781.549 | 1781.549
Case B Updated RGGI Price | ISONE | Battery Storage | Battery Storage | Battery Storage | Capacity | MW | 599.2 | 1460.52 | 1460.52 | 1460.52 | 1460.52 | 1460.52 | 1460.52
Case B Updated RGGI Price | ISONE | Other RE | Other RE | Other RE | Capacity | MW | 1286.345 | 638.9415 | 632.1 | 632.1 | 632.1 | 632.1 | 404.053
Case B Updated RGGI Price | ISONE | Combined Cycle | New Combined Cycle | New Combined Cycle | Capacity | MW | 0 | 0 | 0 | 0 | 0 | 0 | 0
Case B Updated RGGI Price | ISONE | Combustion Turbine | New Combustion Turbine | New Combustion Turbine | Capacity | MW | 0 | 0 | 0 | 0 | 63 | 63 | 63
Case B Updated RGGI Price | ISONE | Other | New Other | New Other | Capacity | MW | 0 | 0 | 0 | 0 | 0 | 0 | 0
Case B Updated RGGI Price | ISONE | Other RE | New Other RE | New Other RE | Capacity | MW | 0 | 0 | 0 | 0 | 59 | 59 | 59
Case B Updated RGGI Price | ISONE | Solar PV | New Solar PV | New Solar PV | Capacity | MW | 0 | 0 | 0 | 0 | 0 | 235.8295 | 11102.3809
Case B Updated RGGI Price | ISONE | Onshore Wind | New Onshore Wind | New Onshore Wind | Capacity | MW | 0 | 846.0372 | 4755.4346 | 4755.4346 | 8009 | 8250.2304 | 8366
Case B Updated RGGI Price | ISONE | Offshore Wind | New Offshore Wind | New Offshore Wind | Capacity | MW | 1545 | 1545 | 4241 | 4241 | 4241 | 9041 | 12030
Case B Updated RGGI Price | ISONE | Battery Storage | New Battery Storage | New Battery Storage | Capacity | MW | 1001 | 1146 | 1596 | 1596 | 1596 | 1596 | 1596
Case B Updated RGGI Price | ISONE | Solar PV | New Solar PV | New Paired Solar PV | Capacity | MW | 0 | 0 | 0 | 0 | 1542 | 6319.5394 | 12544.99
Case B Updated RGGI Price | ISONE | Battery Storage | New Battery Storage | New Paired Battery Storage | Capacity | MW | 0 | 0 | 0 | 0 | 925.2 | 3791.7237 | 7526.994
Case B Updated RGGI Price | ISONE | Hydrogen | New Hydrogen | New H2 CC | Capacity | MW | 0 | 0 | 0 | 0 | 0 | 0 | 0
Case B Updated RGGI Price | ISONE | Hydrogen | New Hydrogen | New H2 CT | Capacity | MW | 0 | 0 | 0 | 0 | 0 | 0 | 0
Case B Updated RGGI Price | ISONE | Retire Coal | Retire Coal | Retire Coal | Capacity | MW | 0 | 518.856 | 518.856 | 518.856 | 518.856 | 518.856 | 518.856
Case B Updated RGGI Price | ISONE | Retire Combined Cycle | Retire Combined Cycle | Retire Combined Cycle | Capacity | MW | 0 | 0 | 0 | 0 | 0 | 0 | 0
Case B Updated RGGI Price | ISONE | Retire Combustion Turbine | Retire Combustion Turbine | Retire Combustion Turbine | Capacity | MW | 0 | 0 | 0 | 0 | 0 | 5.6 | 5.6
Case B Updated RGGI Price | ISONE | Retire Oil/Gas | Retire Oil/Gas | Retire Oil/Gas | Capacity | MW | 0 | 363.0735 | 363.0735 | 363.0735 | 363.0735 | 363.0735 | 363.0735
Case B Updated RGGI Price | ISONE | Retire Other | Retire Other | Retire Other | Capacity | MW | 0 | 647.4035 | 654.245 | 654.245 | 654.245 | 654.245 | 882.292
Case B Updated RGGI Price | ISONE | Retire Nuclear | Retire Nuclear | Retire Nuclear | Capacity | MW | 0 | 0 | 0 | 0 | 0 | 0 | 0
Case B Updated RGGI Price | ISONE | Coal | Coal | Coal | Generation | GWh | 560.3645 | 0 | 0 | 0 | 0 | 0 | 0
Case B Updated RGGI Price | ISONE | Coal with CCS | Coal with CCS | Coal with CCS | Generation | GWh | 0 | 0 | 0 | 0 | 0 | 0 | 0
Case B Updated RGGI Price | ISONE | Combined Cycle | Combined Cycle | Combined Cycle | Generation | GWh | 37422.829 | 37943.2715 | 20060.8744 | 24121.031 | 28241.6655 | 17398.6614 | 11746.3157
Case B Updated RGGI Price | ISONE | Combustion Turbine | Combustion Turbine | Combustion Turbine | Generation | GWh | 50.1176 | 224.686 | 237.2287 | 347.6484 | 312.0567 | 262.502 | 92.6649
Case B Updated RGGI Price | ISONE | Oil/Gas | Oil/Gas | Oil/Gas | Generation | GWh | 18.9216 | 68.8989 | 94.921 | 88.5629 | 69.7754 | 48.4624 | 30.4549
Case B Updated RGGI Price | ISONE | Other | Other | Other | Generation | GWh | 49.056 | 49.056 | 49.056 | 49.056 | 49.056 | 49.056 | 49.056
Case B Updated RGGI Price | ISONE | Nuclear | Nuclear | Nuclear | Generation | GWh | 26724.9435 | 26724.9435 | 26724.9435 | 26724.9435 | 26724.9435 | 26724.9435 | 26724.9435
Case B Updated RGGI Price | ISONE | Hydro | Hydro | Hydro | Generation | GWh | 8185.2948 | 7190.9502 | 7096.6133 | 7063.8753 | 6841.2964 | 7161.4531 | 7025.4857
Case B Updated RGGI Price | ISONE | Solar PV | Solar PV | Solar PV | Generation | GWh | 5936.0077 | 6226.794 | 6226.794 | 6226.794 | 6226.794 | 6226.794 | 6226.794
Case B Updated RGGI Price | ISONE | Onshore Wind | Onshore Wind | Onshore Wind | Generation | GWh | 5347.9951 | 5527.8366 | 5527.8366 | 5527.8366 | 5527.8366 | 5527.8366 | 5527.8366
Case B Updated RGGI Price | ISONE | Battery Storage | Battery Storage | Battery Storage | Generation | GWh | 5.9483 | 118.5275 | 102.2917 | 102.8043 | 177.9257 | 65.8512 | 638.2407
Case B Updated RGGI Price | ISONE | Other RE | Other RE | Other RE | Generation | GWh | 6127.2138 | 4707.1244 | 4603.604 | 4623.0706 | 4552.4569 | 4357.0055 | 2624.7309
Case B Updated RGGI Price | ISONE | Combined Cycle | New Combined Cycle | New Combined Cycle | Generation | GWh | 0 | 0 | 0 | 0 | 0 | 0 | 0
Case B Updated RGGI Price | ISONE | Combustion Turbine | New Combustion Turbine | New Combustion Turbine | Generation | GWh | 0 | 0 | 0 | 0 | 0 | 0 | 0
Case B Updated RGGI Price | ISONE | Other | New Other | New Other | Generation | GWh | 0 | 0 | 0 | 0 | 0 | 0 | 0
Case B Updated RGGI Price | ISONE | Other RE | New Other RE | New Other RE | Generation | GWh | 0 | 0 | 0 | 0 | 342.7584 | 342.7584 | 342.7584
Case B Updated RGGI Price | ISONE | Solar PV | New Solar PV | New Solar PV | Generation | GWh | 0 | 0 | 0 | 0 | 0 | 492.5696 | 23556.2744
Case B Updated RGGI Price | ISONE | Onshore Wind | New Onshore Wind | New Onshore Wind | Generation | GWh | 0 | 4028.281 | 21051.5394 | 21051.5394 | 34065.0988 | 35167.6764 | 35682.739
Case B Updated RGGI Price | ISONE | Offshore Wind | New Offshore Wind | New Offshore Wind | Generation | GWh | 4432.3851 | 6361.9718 | 15382.1041 | 15382.1041 | 15382.1041 | 37156.0224 | 48191.5657
Case B Updated RGGI Price | ISONE | Battery Storage | New Battery Storage | New Battery Storage | Generation | GWh | 576.7373 | 1193.2181 | 1854.1872 | 1699.5517 | 1827.9017 | 1777.9834 | 1905.5477
Case B Updated RGGI Price | ISONE | Solar PV | New Solar PV | New Paired Solar PV | Generation | GWh | 0 | 0 | 0 | 0 | 3165.4488 | 12881.5834 | 25618.7694
Case B Updated RGGI Price | ISONE | Battery Storage | New Battery Storage | New Paired Battery Storage | Generation | GWh | 0 | 0 | 0 | 0 | 935.7632 | 3878.1061 | 10118.2624
Case B Updated RGGI Price | ISONE | Hydrogen | New Hydrogen | New H2 CC | Generation | GWh | 0 | 0 | 0 | 0 | 0 | 0 | 0
Case B Updated RGGI Price | ISONE | Hydrogen | New Hydrogen | New H2 CT | Generation | GWh | 0 | 0 | 0 | 0 | 0 | 0 | 0
Case | State/Region | Technology Aggregate | Technology Type | Technology Sub-Type | Metric | Units | 2025 | 2028 | 2030 | 2032 | 2035 | 2037 | 2040
Case B Updated RGGI Price | RGGI PJM | Coal | Coal | Coal | Capacity | MW | 1695.497 | -2.2737e-13 | 0 | 0 | 0 | 0 | 0
Case B Updated RGGI Price | RGGI PJM | Coal with CCS | Coal with CCS | Coal with CCS | Capacity | MW | 0 | 0 | 0 | 0 | 0 | 0 | 0
Case B Updated RGGI Price | RGGI PJM | Combined Cycle | Combined Cycle | Combined Cycle | Capacity | MW | 10928.399 | 10928.399 | 10928.399 | 10927.7875 | 10927.7875 | 10927.7875 | 10927.7875
Case B Updated RGGI Price | RGGI PJM | Combustion Turbine | Combustion Turbine | Combustion Turbine | Capacity | MW | 4430.88 | 4400.98 | 4400.98 | 4400.98 | 4400.98 | 4400.98 | 4400.98
Case B Updated RGGI Price | RGGI PJM | Oil/Gas | Oil/Gas | Oil/Gas | Capacity | MW | 3064.6 | 2388.6 | 2388.6 | 2388.6 | 2388.6 | 2388.6 | 2388.6
Case B Updated RGGI Price | RGGI PJM | Other | Other | Other | Capacity | MW | 0 | 0 | 0 | 0 | 0 | 0 | 0
Case B Updated RGGI Price | RGGI PJM | Nuclear | Nuclear | Nuclear | Capacity | MW | 5244.1 | 5244.1 | 5244.1 | 5244.1 | 4070.1 | 4070.1 | 4070.1
Case B Updated RGGI Price | RGGI PJM | Hydro | Hydro | Hydro | Capacity | MW | 971.28 | 971.28 | 971.28 | 971.28 | 971.28 | 971.28 | 971.28
Case B Updated RGGI Price | RGGI PJM | Solar PV | Solar PV | Solar PV | Capacity | MW | 3131.83 | 3557.93 | 3557.93 | 3557.93 | 3557.93 | 3557.93 | 3557.93
Case B Updated RGGI Price | RGGI PJM | Onshore Wind | Onshore Wind | Onshore Wind | Capacity | MW | 271 | 271 | 271 | 271 | 271 | 271 | 271
Case B Updated RGGI Price | RGGI PJM | Battery Storage | Battery Storage | Battery Storage | Capacity | MW | 151.8 | 201.8 | 201.8 | 201.8 | 201.8 | 201.8 | 201.8
Case B Updated RGGI Price | RGGI PJM | Other RE | Other RE | Other RE | Capacity | MW | 417.231 | 381.275 | 327.275 | 319.275 | 319.275 | 319.275 | 319.275
Case B Updated RGGI Price | RGGI PJM | Combined Cycle | New Combined Cycle | New Combined Cycle | Capacity | MW | 0 | 0 | 0 | 0 | 0 | 0 | 0
Case B Updated RGGI Price | RGGI PJM | Combustion Turbine | New Combustion Turbine | New Combustion Turbine | Capacity | MW | 0 | 0 | 543 | 543 | 543 | 543 | 543
Case B Updated RGGI Price | RGGI PJM | Other | New Other | New Other | Capacity | MW | 0 | 0 | 0 | 0 | 0 | 0 | 0
Case B Updated RGGI Price | RGGI PJM | Other RE | New Other RE | New Other RE | Capacity | MW | 0 | 0 | 0 | 0 | 0 | 0 | 0
Case B Updated RGGI Price | RGGI PJM | Solar PV | New Solar PV | New Solar PV | Capacity | MW | 0 | 0 | 0 | 0 | 0 | 3093.9184 | 8476.0495
Case B Updated RGGI Price | RGGI PJM | Onshore Wind | New Onshore Wind | New Onshore Wind | Capacity | MW | 0 | 209 | 678 | 678 | 1303 | 1303 | 1303
Case B Updated RGGI Price | RGGI PJM | Offshore Wind | New Offshore Wind | New Offshore Wind | Capacity | MW | 0 | 1056.8 | 2204.8 | 13389.8 | 15499.8 | 15499.8 | 19499.8
Case B Updated RGGI Price | RGGI PJM | Battery Storage | New Battery Storage | New Battery Storage | Capacity | MW | 2683.4481 | 2683.4481 | 2683.4481 | 2683.4481 | 2683.4481 | 2683.4481 | 2683.4481
Case B Updated RGGI Price | RGGI PJM | Solar PV | New Solar PV | New Paired Solar PV | Capacity | MW | 0 | 0 | 0 | 0 | 1185.7773 | 2091.8588 | 8091.8588
Case B Updated RGGI Price | RGGI PJM | Battery Storage | New Battery Storage | New Paired Battery Storage | Capacity | MW | 0 | 0 | 0 | 0 | 711.4664 | 1255.1153 | 4855.1153
Case B Updated RGGI Price | RGGI PJM | Hydrogen | New Hydrogen | New H2 CC | Capacity | MW | 0 | 0 | 0 | 0 | 0 | 0 | 0
Case B Updated RGGI Price | RGGI PJM | Hydrogen | New Hydrogen | New H2 CT | Capacity | MW | 0 | 0 | 0 | 0 | 0 | 0 | 0
Case B Updated RGGI Price | RGGI PJM | Retire Coal | Retire Coal | Retire Coal | Capacity | MW | 0 | 1275.497 | 0 | 0 | 0 | 0 | 0
Case B Updated RGGI Price | RGGI PJM | Retire Combined Cycle | Retire Combined Cycle | Retire Combined Cycle | Capacity | MW | 0 | 0 | 0 | 0 | 0 | 0 | 0
Case B Updated RGGI Price | RGGI PJM | Retire Combustion Turbine | Retire Combustion Turbine | Retire Combustion Turbine | Capacity | MW | 0 | 0 | 0 | 0 | 0 | 0 | 0
Case B Updated RGGI Price | RGGI PJM | Retire Oil/Gas | Retire Oil/Gas | Retire Oil/Gas | Capacity | MW | 0 | 0 | 0 | 0 | 0 | 0 | 0
Case B Updated RGGI Price | RGGI PJM | Retire Other | Retire Other | Retire Other | Capacity | MW | 0 | 35.956 | 89.956 | 97.956 | 97.956 | 97.956 | 97.956
Case B Updated RGGI Price | RGGI PJM | Retire Nuclear | Retire Nuclear | Retire Nuclear | Capacity | MW | 0 | 0 | 0 | 0 | 1174 | 1174 | 1174
Case B Updated RGGI Price | RGGI PJM | Coal | Coal | Coal | Generation | GWh | 279 | 0 | 0 | 0 | 0 | 0 | 0
Case B Updated RGGI Price | RGGI PJM | Coal with CCS | Coal with CCS | Coal with CCS | Generation | GWh | 0 | 0 | 0 | 0 | 0 | 0 | 0
Case B Updated RGGI Price | RGGI PJM | Combined Cycle | Combined Cycle | Combined Cycle | Generation | GWh | 20867.2169 | 13791.0968 | 10560.8057 | 6650.0886 | 9730.9523 | 7685.7557 | 1214.2094
Case B Updated RGGI Price | RGGI PJM | Combustion Turbine | Combustion Turbine | Combustion Turbine | Generation | GWh | 51.0946 | 56.5942 | 62.8184 | 7.2038 | 12.0398 | 22.7426 | 74.3593
Case B Updated RGGI Price | RGGI PJM | Oil/Gas | Oil/Gas | Oil/Gas | Generation | GWh | 66 | 76.4986 | 81.007 | 53.3118 | 33.8937 | 31.832 | 17.0504
Case B Updated RGGI Price | RGGI PJM | Other | Other | Other | Generation | GWh | 0 | 0 | 0 | 0 | 0 | 0 | 0
Case B Updated RGGI Price | RGGI PJM | Nuclear | Nuclear | Nuclear | Generation | GWh | 42194.0549 | 42194.0549 | 42194.0549 | 42194.0549 | 32270.0676 | 32270.0676 | 32270.0676
Case B Updated RGGI Price | RGGI PJM | Hydro | Hydro | Hydro | Generation | GWh | 1925.217 | 1876.3137 | 1883.5946 | 1876.2299 | 1880.825 | 1962.7746 | 2118.7254
Case B Updated RGGI Price | RGGI PJM | Solar PV | Solar PV | Solar PV | Generation | GWh | 5745.2976 | 7395.561 | 7443.9853 | 7443.9853 | 7443.9853 | 7443.9853 | 7443.9853
Case B Updated RGGI Price | RGGI PJM | Onshore Wind | Onshore Wind | Onshore Wind | Generation | GWh | 737.0804 | 785.4449 | 785.4449 | 785.4449 | 785.4449 | 785.4449 | 785.4449
Case B Updated RGGI Price | RGGI PJM | Battery Storage | Battery Storage | Battery Storage | Generation | GWh | 20.4699 | 72.8415 | 50.8562 | 12.6594 | 9.6781 | 90.7788 | 188.2412
Case B Updated RGGI Price | RGGI PJM | Other RE | Other RE | Other RE | Generation | GWh | 3181.2502 | 2752.0455 | 2349.2589 | 2317.2021 | 2317.2021 | 2317.8429 | 2329.137
Case B Updated RGGI Price | RGGI PJM | Combined Cycle | New Combined Cycle | New Combined Cycle | Generation | GWh | 0 | 0 | 0 | 0 | 0 | 0 | 0
Case B Updated RGGI Price | RGGI PJM | Combustion Turbine | New Combustion Turbine | New Combustion Turbine | Generation | GWh | 0 | 0 | 13.057 | 3.4825 | 10.969 | 13.057 | 218.545
Case B Updated RGGI Price | RGGI PJM | Other | New Other | New Other | Generation | GWh | 0 | 0 | 0 | 0 | 0 | 0 | 0
Case B Updated RGGI Price | RGGI PJM | Other RE | New Other RE | New Other RE | Generation | GWh | 0 | 0 | 0 | 0 | 0 | 0 | 0
Case B Updated RGGI Price | RGGI PJM | Solar PV | New Solar PV | New Solar PV | Generation | GWh | 0 | 0 | 0 | 0 | 0 | 6555.2263 | 17896.669
Case B Updated RGGI Price | RGGI PJM | Onshore Wind | New Onshore Wind | New Onshore Wind | Generation | GWh | 0 | 928.3806 | 2868.869 | 2868.869 | 5113.8822 | 5113.8822 | 5113.8822
Case B Updated RGGI Price | RGGI PJM | Offshore Wind | New Offshore Wind | New Offshore Wind | Generation | GWh | 0 | 4079.1159 | 8805.6615 | 55098.86 | 64045.9155 | 64045.9155 | 81359.3712
Case B Updated RGGI Price | RGGI PJM | Battery Storage | New Battery Storage | New Battery Storage | Generation | GWh | 3222.6587 | 3505.8449 | 3846.7377 | 3850.3829 | 3642.1249 | 3815.1959 | 3790.0865
Case B Updated RGGI Price | RGGI PJM | Solar PV | New Solar PV | New Paired Solar PV | Generation | GWh | 0 | 0 | 0 | 0 | 2546.7415 | 4492.7692 | 17379.2102
Case B Updated RGGI Price | RGGI PJM | Battery Storage | New Battery Storage | New Paired Battery Storage | Generation | GWh | 0 | 0 | 0 | 0 | 951.666 | 1832.4683 | 6620.9806
Case B Updated RGGI Price | RGGI PJM | Hydrogen | New Hydrogen | New H2 CC | Generation | GWh | 0 | 0 | 0 | 0 | 0 | 0 | 0
Case B Updated RGGI Price | RGGI PJM | Hydrogen | New Hydrogen | New H2 CT | Generation | GWh | 0 | 0 | 0 | 0 | 0 | 0 | 0
Case | State/Region | Technology Aggregate | Technology Type | Technology Sub-Type | Metric | Units | 2025 | 2028 | 2030 | 2032 | 2035 | 2037 | 2040
Case B Updated RGGI Price | Non-RGGI Eastern Interconnection | Coal | Coal | Coal | Capacity | MW | 118332.4849 | 71002.292 | 33229.5038 | 1894.261 | 1463.7528 | 1341.883 | 1201.388
Case B Updated RGGI Price | Non-RGGI Eastern Interconnection | Coal with CCS | Coal with CCS | Coal with CCS | Capacity | MW | 0 | 0 | 0 | 6825.4798 | 6825.4798 | 6825.4798 | 6825.4798
Case B Updated RGGI Price | Non-RGGI Eastern Interconnection | Combined Cycle | Combined Cycle | Combined Cycle | Capacity | MW | 175351.3028 | 178652.3028 | 178652.3028 | 178185.2735 | 178185.2735 | 178102.8235 | 166447.8503
Case B Updated RGGI Price | Non-RGGI Eastern Interconnection | Combustion Turbine | Combustion Turbine | Combustion Turbine | Capacity | MW | 108679.061 | 107079.176 | 106599.8054 | 105684.2212 | 105677.4475 | 104927.2678 | 91441.9718
Case B Updated RGGI Price | Non-RGGI Eastern Interconnection | Oil/Gas | Oil/Gas | Oil/Gas | Capacity | MW | 63744.3041 | 63896.9944 | 85777.7823 | 85607.7823 | 84469.0823 | 69893.8618 | 41133.899
Case B Updated RGGI Price | Non-RGGI Eastern Interconnection | Other | Other | Other | Capacity | MW | 237.6 | 237.6 | 237.6 | 237.6 | 237.6 | 237.6 | 237.6
Case B Updated RGGI Price | Non-RGGI Eastern Interconnection | Nuclear | Nuclear | Nuclear | Capacity | MW | 82051 | 83017 | 83010 | 83538 | 78533.057 | 71384.6512 | 44201.1282
Case B Updated RGGI Price | Non-RGGI Eastern Interconnection | Hydro | Hydro | Hydro | Capacity | MW | 60401.618 | 60402.613 | 60402.613 | 60401.213 | 60401.213 | 60401.213 | 60401.213
Case B Updated RGGI Price | Non-RGGI Eastern Interconnection | Solar PV | Solar PV | Solar PV | Capacity | MW | 52169.698 | 54924.698 | 54924.698 | 54924.698 | 54924.698 | 54924.698 | 54924.698
Case B Updated RGGI Price | Non-RGGI Eastern Interconnection | Onshore Wind | Onshore Wind | Onshore Wind | Capacity | MW | 87104.957 | 88114.957 | 88114.957 | 88114.957 | 88114.957 | 88114.957 | 88114.957
Case B Updated RGGI Price | Non-RGGI Eastern Interconnection | Battery Storage | Battery Storage | Battery Storage | Capacity | MW | 1222.4 | 1632.4 | 1632.4 | 1632.4 | 1632.4 | 1632.4 | 1632.4
Case B Updated RGGI Price | Non-RGGI Eastern Interconnection | Other RE | Other RE | Other RE | Capacity | MW | 6433.43 | 3833.31 | 3773.31 | 3726.81 | 3726.81 | 3441.986 | 3422.926
Case B Updated RGGI Price | Non-RGGI Eastern Interconnection | Combined Cycle | New Combined Cycle | New Combined Cycle | Capacity | MW | 0 | 25031.0583 | 29649.27 | 33860.5217 | 33926.365 | 40401.6927 | 45311.382
Case B Updated RGGI Price | Non-RGGI Eastern Interconnection | Combustion Turbine | New Combustion Turbine | New Combustion Turbine | Capacity | MW | 0 | 542.082 | 542.082 | 3817.6638 | 3817.6638 | 3817.6638 | 3817.6638
Case B Updated RGGI Price | Non-RGGI Eastern Interconnection | Other | New Other | New Other | Capacity | MW | 0 | 0 | 0 | 0 | 0 | 0 | 0
Case B Updated RGGI Price | Non-RGGI Eastern Interconnection | Other RE | New Other RE | New Other RE | Capacity | MW | 0 | 0 | 0 | 7114 | 7114 | 7114 | 7114
Case B Updated RGGI Price | Non-RGGI Eastern Interconnection | Solar PV | New Solar PV | New Solar PV | Capacity | MW | 0 | 0 | 0 | 0 | 8006.3075 | 93612.1463 | 187837.0935
Case B Updated RGGI Price | Non-RGGI Eastern Interconnection | Onshore Wind | New Onshore Wind | New Onshore Wind | Capacity | MW | 0 | 10975.2699 | 65950.016 | 85312.2303 | 112859.6497 | 121589.9962 | 291204.3057
Case B Updated RGGI Price | Non-RGGI Eastern Interconnection | Offshore Wind | New Offshore Wind | New Offshore Wind | Capacity | MW | 12 | 2612 | 2612 | 2612 | 5200 | 5200 | 5200
Case B Updated RGGI Price | Non-RGGI Eastern Interconnection | Battery Storage | New Battery Storage | New Battery Storage | Capacity | MW | 9022.163 | 9022.163 | 10462.2458 | 10462.2458 | 12820.3671 | 12820.3671 | 12820.3671
Case B Updated RGGI Price | Non-RGGI Eastern Interconnection | Solar PV | New Solar PV | New Paired Solar PV | Capacity | MW | 0 | 0 | 8514.2206 | 29681.5854 | 44359.2016 | 52250.7777 | 101032.8945
Case B Updated RGGI Price | Non-RGGI Eastern Interconnection | Battery Storage | New Battery Storage | New Paired Battery Storage | Capacity | MW | 0 | 0 | 5108.5324 | 17808.9512 | 26615.521 | 31350.4666 | 60619.7367
Case B Updated RGGI Price | Non-RGGI Eastern Interconnection | Hydrogen | New Hydrogen | New H2 CC | Capacity | MW | 0 | 0 | 0 | 0 | 0 | 0 | 0
Case B Updated RGGI Price | Non-RGGI Eastern Interconnection | Hydrogen | New Hydrogen | New H2 CT | Capacity | MW | 0 | 0 | 0 | 601 | 601 | 601 | 601
Case B Updated RGGI Price | Non-RGGI Eastern Interconnection | Retire Coal | Retire Coal | Retire Coal | Capacity | MW | 0 | 18926.0708 | 22231.9723 | 38402.6447 | 33699.1069 | 33820.9767 | 33961.4717
Case B Updated RGGI Price | Non-RGGI Eastern Interconnection | Retire Combined Cycle | Retire Combined Cycle | Retire Combined Cycle | Capacity | MW | 0 | 0 | 0 | 261.164 | 261.164 | 343.614 | 11998.5871
Case B Updated RGGI Price | Non-RGGI Eastern Interconnection | Retire Combustion Turbine | Retire Combustion Turbine | Retire Combustion Turbine | Capacity | MW | 0 | 182.485 | 353.8556 | 670.2398 | 677.0135 | 1427.1932 | 14419.2892
Case B Updated RGGI Price | Non-RGGI Eastern Interconnection | Retire Oil/Gas | Retire Oil/Gas | Retire Oil/Gas | Capacity | MW | 0 | 2483.0137 | 1941.6947 | 1697.6947 | 1702.3947 | 16277.6151 | 45037.578
Case B Updated RGGI Price | Non-RGGI Eastern Interconnection | Retire Other | Retire Other | Retire Other | Capacity | MW | 0 | 2561.63 | 2621.63 | 2668.13 | 2668.13 | 2952.954 | 2972.014
Case B Updated RGGI Price | Non-RGGI Eastern Interconnection | Retire Nuclear | Retire Nuclear | Retire Nuclear | Capacity | MW | 0 | 0 | 0 | 0 | 7354.943 | 14503.3488 | 41686.8718
Case B Updated RGGI Price | Non-RGGI Eastern Interconnection | Coal | Coal | Coal | Generation | GWh | 583785.2986 | 364447.6703 | 144640.535 | 7841.4149 | 7004.3125 | 6537.6657 | 5616.1284
Case B Updated RGGI Price | Non-RGGI Eastern Interconnection | Coal with CCS | Coal with CCS | Coal with CCS | Generation | GWh | 0 | 0 | 0 | 59791.2032 | 59791.2032 | 59791.2032 | 59791.2032
Case B Updated RGGI Price | Non-RGGI Eastern Interconnection | Combined Cycle | Combined Cycle | Combined Cycle | Generation | GWh | 1047176.4629 | 1111886.1654 | 1068376.2475 | 1092116.1077 | 1081978.6932 | 974296.6676 | 406057.004
Case B Updated RGGI Price | Non-RGGI Eastern Interconnection | Combustion Turbine | Combustion Turbine | Combustion Turbine | Generation | GWh | 11159.4965 | 11472.0911 | 15615.4812 | 18887.8851 | 15498.5474 | 6431.2746 | 1479.7472
Case B Updated RGGI Price | Non-RGGI Eastern Interconnection | Oil/Gas | Oil/Gas | Oil/Gas | Generation | GWh | 11019.0268 | 20910.1892 | 54691.7494 | 86922.1256 | 61701.6335 | 24119.7341 | 310.8598
Case B Updated RGGI Price | Non-RGGI Eastern Interconnection | Other | Other | Other | Generation | GWh | 2081.376 | 2081.376 | 2081.376 | 2081.376 | 2081.376 | 2081.376 | 2081.376
Case B Updated RGGI Price | Non-RGGI Eastern Interconnection | Nuclear | Nuclear | Nuclear | Generation | GWh | 659096.9756 | 666716.741 | 667776.4067 | 674141.5974 | 640211.9351 | 584142.2098 | 343089.141
Case B Updated RGGI Price | Non-RGGI Eastern Interconnection | Hydro | Hydro | Hydro | Generation | GWh | 194860.5457 | 194605.067 | 192694.1154 | 188645.4234 | 188138.2067 | 194623.1462 | 193680.6596
Case B Updated RGGI Price | Non-RGGI Eastern Interconnection | Solar PV | Solar PV | Solar PV | Generation | GWh | 112255.3996 | 121213.6138 | 121213.6138 | 121213.6138 | 121213.6138 | 121213.6138 | 121042.9815
Case B Updated RGGI Price | Non-RGGI Eastern Interconnection | Onshore Wind | Onshore Wind | Onshore Wind | Generation | GWh | 302152.6874 | 308263.4643 | 308263.4643 | 308263.4643 | 308267.2353 | 308267.2353 | 295741.9511
Case B Updated RGGI Price | Non-RGGI Eastern Interconnection | Battery Storage | Battery Storage | Battery Storage | Generation | GWh | 938.4742 | 797.8018 | 641.1526 | 295.5863 | 274.175 | 640.9515 | 1599.9735
Case B Updated RGGI Price | Non-RGGI Eastern Interconnection | Other RE | Other RE | Other RE | Generation | GWh | 34876.5628 | 29268.3334 | 27704.7098 | 27512.6609 | 28761.2023 | 26292.0781 | 24795.2326
Case B Updated RGGI Price | Non-RGGI Eastern Interconnection | Combined Cycle | New Combined Cycle | New Combined Cycle | Generation | GWh | 0 | 206245.5444 | 245589.5805 | 122492.4052 | 123004.3829 | 145933.3926 | 146847.7933
Case B Updated RGGI Price | Non-RGGI Eastern Interconnection | Combustion Turbine | New Combustion Turbine | New Combustion Turbine | Generation | GWh | 0 | 353.9795 | 342.5958 | 2362.1003 | 2422.1866 | 1866.043 | 862.428
Case B Updated RGGI Price | Non-RGGI Eastern Interconnection | Other | New Other | New Other | Generation | GWh | 0 | 0 | 0 | 0 | 0 | 0 | 0
Case B Updated RGGI Price | Non-RGGI Eastern Interconnection | Other RE | New Other RE | New Other RE | Generation | GWh | 0 | 0 | 0 | 37893.9128 | 37893.9128 | 37893.9128 | 37893.9128
Case B Updated RGGI Price | Non-RGGI Eastern Interconnection | Solar PV | New Solar PV | New Solar PV | Generation | GWh | 0 | 0 | 0 | 0 | 21552.2768 | 224901.4505 | 446871.6219
Case B Updated RGGI Price | Non-RGGI Eastern Interconnection | Onshore Wind | New Onshore Wind | New Onshore Wind | Generation | GWh | 0 | 44140.81 | 280168.6681 | 361905.0009 | 466816.8345 | 505474.4428 | 1125904.2962
Case B Updated RGGI Price | Non-RGGI Eastern Interconnection | Offshore Wind | New Offshore Wind | New Offshore Wind | Generation | GWh | 46.3185 | 10751.0385 | 10751.0385 | 10751.0385 | 21268.14 | 21268.14 | 21268.14
Case B Updated RGGI Price | Non-RGGI Eastern Interconnection | Battery Storage | New Battery Storage | New Battery Storage | Generation | GWh | 7784.0513 | 9404.1261 | 11806.4424 | 8723.0853 | 9152.8218 | 19453.8908 | 21532.7885
Case B Updated RGGI Price | Non-RGGI Eastern Interconnection | Solar PV | New Solar PV | New Paired Solar PV | Generation | GWh | 0 | 0 | 19531.1941 | 69566.3154 | 105301.2351 | 125640.5105 | 244495.889
Case B Updated RGGI Price | Non-RGGI Eastern Interconnection | Battery Storage | New Battery Storage | New Paired Battery Storage | Generation | GWh | 0 | 0 | 6477.636 | 17427.539 | 25293.3028 | 45370.2771 | 88499.3567
Case B Updated RGGI Price | Non-RGGI Eastern Interconnection | Hydrogen | New Hydrogen | New H2 CC | Generation | GWh | 0 | 0 | 0 | 0 | 0 | 0 | 0
Case B Updated RGGI Price | Non-RGGI Eastern Interconnection | Hydrogen | New Hydrogen | New H2 CT | Generation | GWh | 0 | 0 | 0 | 0 | 0 | 0 | 0
Case | State/Region | Technology Aggregate | Technology Type | Technology Sub-Type | Metric | Units | 2025 | 2028 | 2030 | 2032 | 2035 | 2037 | 2040
Case B Updated RGGI Price | ON | Coal | Coal | Coal | Capacity | MW | 0 | 0 | 0 | 0 | 0 | 0 | 0
Case B Updated RGGI Price | ON | Coal with CCS | Coal with CCS | Coal with CCS | Capacity | MW | 0 | 0 | 0 | 0 | 0 | 0 | 0
Case B Updated RGGI Price | ON | Combined Cycle | Combined Cycle | Combined Cycle | Capacity | MW | 6655.6258 | 6655.6258 | 6655.6258 | 6655.6258 | 6655.6258 | 6655.6258 | 6655.6258
Case B Updated RGGI Price | ON | Combustion Turbine | Combustion Turbine | Combustion Turbine | Capacity | MW | 1082.25 | 1082.25 | 1082.25 | 1082.25 | 1082.25 | 1082.25 | 1082.25
Case B Updated RGGI Price | ON | Oil/Gas | Oil/Gas | Oil/Gas | Capacity | MW | 2503.417 | 2503.417 | 2503.417 | 2503.417 | 2503.417 | 2503.417 | 2503.417
Case B Updated RGGI Price | ON | Other | Other | Other | Capacity | MW | 0 | 0 | 0 | 0 | 0 | 0 | 0
Case B Updated RGGI Price | ON | Nuclear | Nuclear | Nuclear | Capacity | MW | 9508 | 9068 | 9051 | 9579 | 11929 | 11929 | 11929
Case B Updated RGGI Price | ON | Hydro | Hydro | Hydro | Capacity | MW | 9264.568 | 9264.568 | 9264.568 | 9264.568 | 9264.568 | 9264.568 | 9264.568
Case B Updated RGGI Price | ON | Solar PV | Solar PV | Solar PV | Capacity | MW | 1480.67 | 1480.67 | 1480.67 | 1480.67 | 1480.67 | 1480.67 | 1480.67
Case B Updated RGGI Price | ON | Onshore Wind | Onshore Wind | Onshore Wind | Capacity | MW | 5045.395 | 5045.395 | 5045.395 | 5045.395 | 5045.395 | 5045.395 | 5045.395
Case B Updated RGGI Price | ON | Battery Storage | Battery Storage | Battery Storage | Capacity | MW | 0 | 0 | 0 | 0 | 0 | 0 | 0
Case B Updated RGGI Price | ON | Other RE | Other RE | Other RE | Capacity | MW | 603.469 | 235.3 | 235.3 | 235.3 | 235.3 | 235.3 | 235.3
Case B Updated RGGI Price | ON | Combined Cycle | New Combined Cycle | New Combined Cycle | Capacity | MW | 0 | 0 | 0 | 125.7027 | 125.7027 | 125.7027 | 125.7027
Case B Updated RGGI Price | ON | Combustion Turbine | New Combustion Turbine | New Combustion Turbine | Capacity | MW | 0 | 0 | 0 | 0 | 0 | 0 | 0
Case B Updated RGGI Price | ON | Other | New Other | New Other | Capacity | MW | 0 | 0 | 0 | 0 | 0 | 0 | 0
Case B Updated RGGI Price | ON | Other RE | New Other RE | New Other RE | Capacity | MW | 0 | 0 | 0 | 0 | 0 | 0 | 0
Case B Updated RGGI Price | ON | Solar PV | New Solar PV | New Solar PV | Capacity | MW | 0 | 0 | 0 | 0 | 0 | 0 | 0
Case B Updated RGGI Price | ON | Onshore Wind | New Onshore Wind | New Onshore Wind | Capacity | MW | 0 | 0 | 0 | 1580.2096 | 1580.2096 | 1909.4711 | 3891.8125
Case B Updated RGGI Price | ON | Offshore Wind | New Offshore Wind | New Offshore Wind | Capacity | MW | 0 | 0 | 0 | 0 | 0 | 0 | 0
Case B Updated RGGI Price | ON | Battery Storage | New Battery Storage | New Battery Storage | Capacity | MW | 0 | 0 | 0 | 0 | 0 | 0 | 0
Case B Updated RGGI Price | ON | Solar PV | New Solar PV | New Paired Solar PV | Capacity | MW | 0 | 0 | 0 | 0 | 0 | 0 | 0
Case B Updated RGGI Price | ON | Battery Storage | New Battery Storage | New Paired Battery Storage | Capacity | MW | 0 | 0 | 0 | 0 | 0 | 0 | 0
Case B Updated RGGI Price | ON | Hydrogen | New Hydrogen | New H2 CC | Capacity | MW | 0 | 0 | 0 | 0 | 0 | 0 | 0
Case B Updated RGGI Price | ON | Hydrogen | New Hydrogen | New H2 CT | Capacity | MW | 0 | 0 | 0 | 0 | 0 | 0 | 0
Case B Updated RGGI Price | ON | Retire Coal | Retire Coal | Retire Coal | Capacity | MW | 0 | 0 | 0 | 0 | 0 | 0 | 0
Case B Updated RGGI Price | ON | Retire Combined Cycle | Retire Combined Cycle | Retire Combined Cycle | Capacity | MW | 0 | 0 | 0 | 0 | 0 | 0 | 0
Case B Updated RGGI Price | ON | Retire Combustion Turbine | Retire Combustion Turbine | Retire Combustion Turbine | Capacity | MW | 0 | 0 | 0 | 0 | 0 | 0 | 0
Case B Updated RGGI Price | ON | Retire Oil/Gas | Retire Oil/Gas | Retire Oil/Gas | Capacity | MW | 0 | 0 | 0 | 0 | 0 | 0 | 0
Case B Updated RGGI Price | ON | Retire Other | Retire Other | Retire Other | Capacity | MW | 0 | 368.169 | 368.169 | 368.169 | 368.169 | 368.169 | 368.169
Case B Updated RGGI Price | ON | Retire Nuclear | Retire Nuclear | Retire Nuclear | Capacity | MW | 0 | 0 | 0 | 0 | 0 | 0 | 0
Case B Updated RGGI Price | ON | Coal | Coal | Coal | Generation | GWh | 0 | 0 | 0 | 0 | 0 | 0 | 0
Case B Updated RGGI Price | ON | Coal with CCS | Coal with CCS | Coal with CCS | Generation | GWh | 0 | 0 | 0 | 0 | 0 | 0 | 0
Case B Updated RGGI Price | ON | Combined Cycle | Combined Cycle | Combined Cycle | Generation | GWh | 10119.1233 | 21160.4633 | 24263.417 | 24337.146 | 21731.4019 | 22086.9338 | 20382.4879
Case B Updated RGGI Price | ON | Combustion Turbine | Combustion Turbine | Combustion Turbine | Generation | GWh | 0 | 120.7084 | 278.5914 | 295.2242 | 29.8412 | 280.8008 | 89.3444
Case B Updated RGGI Price | ON | Oil/Gas | Oil/Gas | Oil/Gas | Generation | GWh | 0 | 0 | 0.51898 | 0.66583 | 0 | 0 | 0
Case B Updated RGGI Price | ON | Other | Other | Other | Generation | GWh | 0 | 0 | 0 | 0 | 0 | 0 | 0
Case B Updated RGGI Price | ON | Nuclear | Nuclear | Nuclear | Generation | GWh | 80731.5926 | 76463.0705 | 77535.2497 | 83912.04 | 104069.9905 | 104393.4194 | 102370.0208
Case B Updated RGGI Price | ON | Hydro | Hydro | Hydro | Generation | GWh | 41147.0206 | 41147.0206 | 41162.1586 | 41164.9029 | 41187.5901 | 41191.1753 | 41219.2622
Case B Updated RGGI Price | ON | Solar PV | Solar PV | Solar PV | Generation | GWh | 2939.2688 | 2939.2688 | 2939.2688 | 2939.2688 | 2939.2688 | 2939.2688 | 2939.2688
Case B Updated RGGI Price | ON | Onshore Wind | Onshore Wind | Onshore Wind | Generation | GWh | 14626.0581 | 14626.0581 | 14626.0581 | 14626.0581 | 14626.0581 | 14626.0581 | 14626.0581
Case B Updated RGGI Price | ON | Battery Storage | Battery Storage | Battery Storage | Generation | GWh | 0 | 0 | 0 | 0 | 0 | 0 | 0
Case B Updated RGGI Price | ON | Other RE | Other RE | Other RE | Generation | GWh | 3619.4668 | 1861.7297 | 1861.7297 | 1861.7297 | 1861.7297 | 1861.7297 | 1861.7297
Case B Updated RGGI Price | ON | Combined Cycle | New Combined Cycle | New Combined Cycle | Generation | GWh | 0 | 0 | 0 | 777.4711 | 709.2146 | 743.6148 | 679.1716
Case B Updated RGGI Price | ON | Combustion Turbine | New Combustion Turbine | New Combustion Turbine | Generation | GWh | 0 | 0 | 0 | 0 | 0 | 0 | 0
Case B Updated RGGI Price | ON | Other | New Other | New Other | Generation | GWh | 0 | 0 | 0 | 0 | 0 | 0 | 0
Case B Updated RGGI Price | ON | Other RE | New Other RE | New Other RE | Generation | GWh | 0 | 0 | 0 | 0 | 0 | 0 | 0
Case B Updated RGGI Price | ON | Solar PV | New Solar PV | New Solar PV | Generation | GWh | 0 | 0 | 0 | 0 | 0 | 0 | 0
Case B Updated RGGI Price | ON | Onshore Wind | New Onshore Wind | New Onshore Wind | Generation | GWh | 0 | 0 | 0 | 7549.8048 | 7549.8048 | 9106.6369 | 18502.0162
Case B Updated RGGI Price | ON | Offshore Wind | New Offshore Wind | New Offshore Wind | Generation | GWh | 0 | 0 | 0 | 0 | 0 | 0 | 0
Case B Updated RGGI Price | ON | Battery Storage | New Battery Storage | New Battery Storage | Generation | GWh | 0 | 0 | 0 | 0 | 0 | 0 | 0
Case B Updated RGGI Price | ON | Solar PV | New Solar PV | New Paired Solar PV | Generation | GWh | 0 | 0 | 0 | 0 | 0 | 0 | 0
Case B Updated RGGI Price | ON | Battery Storage | New Battery Storage | New Paired Battery Storage | Generation | GWh | 0 | 0 | 0 | 0 | 0 | 0 | 0
Case B Updated RGGI Price | ON | Hydrogen | New Hydrogen | New H2 CC | Generation | GWh | 0 | 0 | 0 | 0 | 0 | 0 | 0
Case B Updated RGGI Price | ON | Hydrogen | New Hydrogen | New H2 CT | Generation | GWh | 0 | 0 | 0 | 0 | 0 | 0 | 0
Case | State/Region | Technology Aggregate | Technology Type | Technology Sub-Type | Metric | Units | 2025 | 2028 | 2030 | 2032 | 2035 | 2037 | 2040
Case B Updated RGGI Price | CT | All | All | All | CO2 Emissions | Million Metric Tons | 7.0013 | 6.9007 | 2.5313 | 2.9837 | 3.0542 | 3.1054 | 0
Case B Updated RGGI Price | DE | All | All | All | CO2 Emissions | Million Metric Tons | 1.3904 | 0.33492 | 0.3448 | 0.25467 | 0.34474 | 0.23934 | 0.17378
Case B Updated RGGI Price | ME | All | All | All | CO2 Emissions | Million Metric Tons | 0.65702 | 0.19999 | 0.10594 | 0.23595 | 0.23544 | 0.12458 | 0
Case B Updated RGGI Price | MD | All | All | All | CO2 Emissions | Million Metric Tons | 1.7133 | 1.3886 | 1.0259 | 0.71425 | 0.96389 | 0.72658 | 0.033318
Case B Updated RGGI Price | MA | All | All | All | CO2 Emissions | Million Metric Tons | 4.425 | 4.8894 | 3.0866 | 3.6769 | 4.4209 | 1.8613 | 2.6378
Case B Updated RGGI Price | NH | All | All | All | CO2 Emissions | Million Metric Tons | 1.3383 | 0.90568 | 0.63513 | 0.95721 | 1.2145 | 0.73877 | 1.0469
Case B Updated RGGI Price | NJ | All | All | All | CO2 Emissions | Million Metric Tons | 9.1688 | 7.0231 | 5.4386 | 4.0316 | 5.1885 | 4.1457 | 0.45552
Case B Updated RGGI Price | NY | All | All | All | CO2 Emissions | Million Metric Tons | 15.1156 | 8.1044 | 5.3274 | 4.8343 | 5.0254 | 4.599 | 0
Case B Updated RGGI Price | RI | All | All | All | CO2 Emissions | Million Metric Tons | 2.3361 | 2.4157 | 1.5665 | 1.7414 | 2.4502 | 1.0426 | 1.0803
Case B Updated RGGI Price | VT | All | All | All | CO2 Emissions | Million Metric Tons | 0 | 0 | 0 | 0 | 0 | 0 | 0
Case B Updated RGGI Price | ON | All | All | All | CO2 Emissions | Million Metric Tons | 6.2089 | 8.905 | 10.4067 | 10.6602 | 9.4005 | 9.6751 | 8.8784
Case B Updated RGGI Price | 10-State Contributions | All | All | All | CO2 Emissions | Million Metric Tons | 43.1459 | 32.1626 | 20.0622 | 19.43 | 22.8977 | 16.5834 | 5.4276
Case B Updated RGGI Price | RGGI PJM | All | All | All | CO2 Emissions | Million Metric Tons | 12.2725 | 8.7466 | 6.8093 | 5.0005 | 6.4971 | 5.1117 | 0.66261
Case B Updated RGGI Price | Non-RGGI PJM | All | All | All | CO2 Emissions | Million Metric Tons | 561.9978 | 443.7361 | 361.9242 | 293.2855 | 281.3185 | 247.8288 | 123.0952
Case | State/Region | Technology Aggregate | Technology Type | Technology Sub-Type | Metric | Units | 2025 | 2028 | 2030 | 2032 | 2035 | 2037 | 2040
Case B Updated RGGI Price | ISONE | Coal | Coal | Coal | CO2 Emissions | Million Metric Tons | 0.67411 | 0 | 0 | 0 | 0 | 0 | 0
Case B Updated RGGI Price | ISONE | Combined Cycle | Combined Cycle | Combined Cycle | CO2 Emissions | Million Metric Tons | 15.0836 | 15.3116 | 7.9254 | 9.5952 | 11.3751 | 6.8727 | 4.765
Case B Updated RGGI Price | ISONE | Combustion Turbine | Combustion Turbine | Combustion Turbine | CO2 Emissions | Million Metric Tons | 0 | 0 | 0 | 0 | 0 | 0 | 0
Case B Updated RGGI Price | ISONE | Oil/Gas | Oil/Gas | Oil/Gas | CO2 Emissions | Million Metric Tons | 0 | 0 | 0 | 0 | 0 | 0 | 0
Case B Updated RGGI Price | ISONE | Combined Cycle | New Combined Cycle | New Combined Cycle | CO2 Emissions | Million Metric Tons | 0 | 0 | 0 | 0 | 0 | 0 | 0
Case B Updated RGGI Price | ISONE | Combustion Turbine | New Combustion Turbine | New Combustion Turbine | CO2 Emissions | Million Metric Tons | 0 | 0 | 0 | 0 | 0 | 0 | 0
Case B Updated RGGI Price | NYISO | Coal | Coal | Coal | CO2 Emissions | Million Metric Tons | 0 | 0 | 0 | 0 | 0 | 0 | 0
Case B Updated RGGI Price | NYISO | Combined Cycle | Combined Cycle | Combined Cycle | CO2 Emissions | Million Metric Tons | 15.7779 | 8.8723 | 6.4288 | 5.7827 | 7.2846 | 6.3732 | 0
Case B Updated RGGI Price | NYISO | Combustion Turbine | Combustion Turbine | Combustion Turbine | CO2 Emissions | Million Metric Tons | 0.36803 | 0.14215 | 0.053807 | 0.075935 | 0.0032552 | 0.026761 | 0
Case B Updated RGGI Price | NYISO | Oil/Gas | Oil/Gas | Oil/Gas | CO2 Emissions | Million Metric Tons | 1.7662 | 1.7266 | 1.0829 | 1.0769 | 0.033904 | 0.013266 | 0
Case B Updated RGGI Price | NYISO | Combined Cycle | New Combined Cycle | New Combined Cycle | CO2 Emissions | Million Metric Tons | 0 | 0 | 0 | 0 | 0 | 0 | 0
Case B Updated RGGI Price | NYISO | Combustion Turbine | New Combustion Turbine | New Combustion Turbine | CO2 Emissions | Million Metric Tons | 0 | 0 | 0 | 0 | 0 | 0 | 0
Case B Updated RGGI Price | PJM | Coal | Coal | Coal | CO2 Emissions | Million Metric Tons | 0.35819 | 0 | 0 | 0 | 0 | 0 | 0
Case B Updated RGGI Price | PJM | Combined Cycle | Combined Cycle | Combined Cycle | CO2 Emissions | Million Metric Tons | 8.7085 | 5.699 | 4.333 | 2.7008 | 3.9947 | 3.1241 | 0.49598
Case B Updated RGGI Price | PJM | Combustion Turbine | Combustion Turbine | Combustion Turbine | CO2 Emissions | Million Metric Tons | 0.023148 | 0.023148 | 0.024133 | 0 | 0 | 0.0068091 | 0.039909
Case B Updated RGGI Price | PJM | Oil/Gas | Oil/Gas | Oil/Gas | CO2 Emissions | Million Metric Tons | 0 | 0 | 0 | 0 | 0 | 0 | 0
Case B Updated RGGI Price | PJM | Combined Cycle | New Combined Cycle | New Combined Cycle | CO2 Emissions | Million Metric Tons | 0 | 0 | 0 | 0 | 0 | 0 | 0
Case B Updated RGGI Price | PJM | Combustion Turbine | New Combustion Turbine | New Combustion Turbine | CO2 Emissions | Million Metric Tons | 0 | 0 | 0.007571 | 0.0020193 | 0.0063603 | 0.007571 | 0.12672
Case B Updated RGGI Price | SERC | Coal | Coal | Coal | CO2 Emissions | Million Metric Tons | 133.5202 | 57.7341 | 23.0706 | 0.6077 | 0 | 0 | 0
Case B Updated RGGI Price | SERC | Combined Cycle | Combined Cycle | Combined Cycle | CO2 Emissions | Million Metric Tons | 101.1104 | 102.1692 | 104.5319 | 118.1037 | 119.2901 | 102.7985 | 33.7035
Case B Updated RGGI Price | SERC | Combustion Turbine | Combustion Turbine | Combustion Turbine | CO2 Emissions | Million Metric Tons | 1.1633 | 0.8939 | 1.1994 | 1.1381 | 1.2692 | 0.4078 | 0.037434
Case B Updated RGGI Price | SERC | Oil/Gas | Oil/Gas | Oil/Gas | CO2 Emissions | Million Metric Tons | 0.27233 | 0.55277 | 1.6668 | 3.851 | 3.6483 | 2.9165 | 0.066861
Case B Updated RGGI Price | SERC | Combined Cycle | New Combined Cycle | New Combined Cycle | CO2 Emissions | Million Metric Tons | 0 | 21.5631 | 26.9084 | 11.0089 | 11.0089 | 12.0578 | 11.9368
Case B Updated RGGI Price | SERC | Combustion Turbine | New Combustion Turbine | New Combustion Turbine | CO2 Emissions | Million Metric Tons | 0 | 0 | 0 | 0.00051734 | 0.00051734 | 0.042551 | 0.052768
Case | State/Region | Technology Aggregate | Technology Type | Technology Sub-Type | Metric | Units | 2025 | 2028 | 2030 | 2032 | 2035 | 2037 | 2040
Case B Updated RGGI Price | Eastern Interconnection | Coal | Coal | Coal | CO2 Emissions | Million Metric Tons | 622.0097 | 387.6454 | 153.9784 | 8.9193 | 8.2868 | 7.6936 | 6.5479
Case B Updated RGGI Price | Eastern Interconnection | Combined Cycle | Combined Cycle | Combined Cycle | CO2 Emissions | Million Metric Tons | 479.4991 | 496.8285 | 467.7398 | 472.546 | 472.8322 | 419.1144 | 168.6511
Case B Updated RGGI Price | Eastern Interconnection | Combustion Turbine | Combustion Turbine | Combustion Turbine | CO2 Emissions | Million Metric Tons | 7.4868 | 7.4794 | 10.2135 | 12.2075 | 10.0054 | 4.2629 | 1.0904
Case B Updated RGGI Price | Eastern Interconnection | Oil/Gas | Oil/Gas | Oil/Gas | CO2 Emissions | Million Metric Tons | 8.2628 | 14.4704 | 34.5776 | 54.326 | 37.5937 | 14.506 | 0.15801
Case B Updated RGGI Price | Eastern Interconnection | Combined Cycle | New Combined Cycle | New Combined Cycle | CO2 Emissions | Million Metric Tons | 0 | 77.0245 | 91.6959 | 45.7236 | 45.9145 | 54.4648 | 54.8057
Case B Updated RGGI Price | Eastern Interconnection | Combustion Turbine | New Combustion Turbine | New Combustion Turbine | CO2 Emissions | Million Metric Tons | 0 | 0.20525 | 0.20622 | 1.3717 | 1.4108 | 1.0896 | 0.62679
Case | State/Region | Season | Fuel Type Aggregate | Fuel Type | Metric | Units | 2025 | 2028 | 2030 | 2032 | 2035 | 2037 | 2040
Case B Updated RGGI Price | CT | Annual | Fossil | Coal | Fuel Consumption | TBtu | 0 | 0 | 0 | 0 | 0 | 0 | 0
Case B Updated RGGI Price | CT | Annual | Fossil | Gas | Fuel Consumption | TBtu | 121.7025 | 120.3493 | 46.1083 | 54.6878 | 55.2813 | 55.8887 | 0
Case B Updated RGGI Price | CT | Annual | Fossil | Oil | Fuel Consumption | TBtu | 0 | 0 | 0 | 0 | 0 | 0 | 0
Case B Updated RGGI Price | CT | Winter | Fossil | Coal | Fuel Consumption | TBtu | 0 | 0 | 0 | 0 | 0 | 0 | 0
Case B Updated RGGI Price | CT | Winter | Fossil | Gas | Fuel Consumption | TBtu | 24.555 | 31.3982 | 5.9036 | 7.5255 | 5.4909 | 5.8253 | 0
Case B Updated RGGI Price | CT | Winter | Fossil | Oil | Fuel Consumption | TBtu | 0 | 0 | 0 | 0 | 0 | 0 | 0
Case B Updated RGGI Price | DE | Annual | Fossil | Coal | Fuel Consumption | TBtu | 3.4895 | 0 | 0 | 0 | 0 | 0 | 0
Case B Updated RGGI Price | DE | Annual | Fossil | Gas | Fuel Consumption | TBtu | 18.2475 | 6.4234 | 6.6295 | 4.8082 | 6.1856 | 4.3681 | 3.1491
Case B Updated RGGI Price | DE | Annual | Fossil | Oil | Fuel Consumption | TBtu | 0 | 0 | 0 | 0 | 0 | 0 | 0
Case B Updated RGGI Price | DE | Winter | Fossil | Coal | Fuel Consumption | TBtu | 2.2693 | 0 | 0 | 0 | 0 | 0 | 0
Case B Updated RGGI Price | DE | Winter | Fossil | Gas | Fuel Consumption | TBtu | 2.7221 | 0.17374 | 0.3096 | 0 | 0 | 0 | 0
Case B Updated RGGI Price | DE | Winter | Fossil | Oil | Fuel Consumption | TBtu | 0 | 0 | 0 | 0 | 0 | 0 | 0
Case B Updated RGGI Price | ME | Annual | Fossil | Coal | Fuel Consumption | TBtu | 0 | 0 | 0 | 0 | 0 | 0 | 0
Case B Updated RGGI Price | ME | Annual | Fossil | Gas | Fuel Consumption | TBtu | 11.3692 | 4.0089 | 2.4024 | 4.6232 | 4.6205 | 2.706 | 0
Case B Updated RGGI Price | ME | Annual | Fossil | Oil | Fuel Consumption | TBtu | 0 | 0 | 0 | 0 | 0 | 0 | 0
Case B Updated RGGI Price | ME | Winter | Fossil | Coal | Fuel Consumption | TBtu | 0 | 0 | 0 | 0 | 0 | 0 | 0
Case B Updated RGGI Price | ME | Winter | Fossil | Gas | Fuel Consumption | TBtu | 0.91001 | 0 | 0 | 0 | 0 | 0 | 0
Case B Updated RGGI Price | ME | Winter | Fossil | Oil | Fuel Consumption | TBtu | 0 | 0 | 0 | 0 | 0 | 0 | 0
Case B Updated RGGI Price | MD | Annual | Fossil | Coal | Fuel Consumption | TBtu | 0 | 0 | 0 | 0 | 0 | 0 | 0
Case B Updated RGGI Price | MD | Annual | Fossil | Gas | Fuel Consumption | TBtu | 29.5928 | 24.1056 | 18.1593 | 12.8551 | 17.0932 | 13.0166 | 0.79643
Case B Updated RGGI Price | MD | Annual | Fossil | Oil | Fuel Consumption | TBtu | 0 | 0 | 0 | 0 | 0 | 0 | 0
Case B Updated RGGI Price | MD | Winter | Fossil | Coal | Fuel Consumption | TBtu | 0 | 0 | 0 | 0 | 0 | 0 | 0
Case B Updated RGGI Price | MD | Winter | Fossil | Gas | Fuel Consumption | TBtu | 6.9279 | 6.8855 | 1.8812 | 0.96831 | 0.71266 | 0.37138 | 0.062267
Case B Updated RGGI Price | MD | Winter | Fossil | Oil | Fuel Consumption | TBtu | 0 | 0 | 0 | 0 | 0 | 0 | 0
Case B Updated RGGI Price | MA | Annual | Fossil | Coal | Fuel Consumption | TBtu | 0 | 0 | 0 | 0 | 0 | 0 | 0
Case B Updated RGGI Price | MA | Annual | Fossil | Gas | Fuel Consumption | TBtu | 77.1534 | 86.7408 | 55.9312 | 66.3782 | 79.3664 | 34.5514 | 47.5547
Case B Updated RGGI Price | MA | Annual | Fossil | Oil | Fuel Consumption | TBtu | 0 | 0 | 0 | 0 | 0 | 0 | 0
Case B Updated RGGI Price | MA | Winter | Fossil | Coal | Fuel Consumption | TBtu | 0 | 0 | 0 | 0 | 0 | 0 | 0
Case B Updated RGGI Price | MA | Winter | Fossil | Gas | Fuel Consumption | TBtu | 17.8445 | 23.1609 | 10.556 | 11.838 | 15.5445 | 2.408 | 10.3588
Case B Updated RGGI Price | MA | Winter | Fossil | Oil | Fuel Consumption | TBtu | 0 | 0 | 0 | 0 | 0 | 0 | 0
Case B Updated RGGI Price | NH | Annual | Fossil | Coal | Fuel Consumption | TBtu | 6.5671 | 0 | 0 | 0 | 0 | 0 | 0
Case B Updated RGGI Price | NH | Annual | Fossil | Gas | Fuel Consumption | TBtu | 11.351 | 15.6577 | 11.0379 | 16.5549 | 20.9515 | 12.7978 | 18.0133
Case B Updated RGGI Price | NH | Annual | Fossil | Oil | Fuel Consumption | TBtu | 0 | 0 | 0 | 0 | 0 | 0 | 0
Case B Updated RGGI Price | NH | Winter | Fossil | Coal | Fuel Consumption | TBtu | 6.5671 | 0 | 0 | 0 | 0 | 0 | 0
Case B Updated RGGI Price | NH | Winter | Fossil | Gas | Fuel Consumption | TBtu | 0 | 0.30471 | 0.0021552 | 0.0017478 | 0.24772 | 0.0017478 | 0.004604
Case B Updated RGGI Price | NH | Winter | Fossil | Oil | Fuel Consumption | TBtu | 0 | 0 | 0 | 0 | 0 | 0 | 0
Case B Updated RGGI Price | NJ | Annual | Fossil | Coal | Fuel Consumption | TBtu | 0 | 0 | 0 | 0 | 0 | 0 | 0
Case B Updated RGGI Price | NJ | Annual | Fossil | Gas | Fuel Consumption | TBtu | 103.1057 | 69.6266 | 52.6448 | 30.7569 | 47.0892 | 38.4347 | 8.2922
Case B Updated RGGI Price | NJ | Annual | Fossil | Oil | Fuel Consumption | TBtu | 0 | 0 | 0 | 0 | 0 | 0 | 0
Case B Updated RGGI Price | NJ | Winter | Fossil | Coal | Fuel Consumption | TBtu | 0 | 0 | 0 | 0 | 0 | 0 | 0
Case B Updated RGGI Price | NJ | Winter | Fossil | Gas | Fuel Consumption | TBtu | 39.3587 | 18.5586 | 11.378 | 2.195 | 1.5756 | 2.4201 | 0.82738
Case B Updated RGGI Price | NJ | Winter | Fossil | Oil | Fuel Consumption | TBtu | 0 | 0 | 0 | 0 | 0 | 0 | 0
Case B Updated RGGI Price | NY | Annual | Fossil | Coal | Fuel Consumption | TBtu | 0 | 0 | 0 | 0 | 0 | 0 | 0
Case B Updated RGGI Price | NY | Annual | Fossil | Gas | Fuel Consumption | TBtu | 308.8191 | 185.7449 | 131.2795 | 120.4791 | 126.8492 | 111.5612 | 0
Case B Updated RGGI Price | NY | Annual | Fossil | Oil | Fuel Consumption | TBtu | 0.33855 | 0 | 0 | 0 | 0 | 0 | 0
Case B Updated RGGI Price | NY | Winter | Fossil | Coal | Fuel Consumption | TBtu | 0 | 0 | 0 | 0 | 0 | 0 | 0
Case B Updated RGGI Price | NY | Winter | Fossil | Gas | Fuel Consumption | TBtu | 85.2776 | 62.0826 | 43.2938 | 39.4945 | 32.8126 | 33.7388 | 0
Case B Updated RGGI Price | NY | Winter | Fossil | Oil | Fuel Consumption | TBtu | 0.33855 | 0 | 0 | 0 | 0 | 0 | 0
Case B Updated RGGI Price | RI | Annual | Fossil | Coal | Fuel Consumption | TBtu | 0 | 0 | 0 | 0 | 0 | 0 | 0
Case B Updated RGGI Price | RI | Annual | Fossil | Gas | Fuel Consumption | TBtu | 41.909 | 43.2727 | 28.6424 | 31.7534 | 43.8623 | 18.7581 | 19.5292
Case B Updated RGGI Price | RI | Annual | Fossil | Oil | Fuel Consumption | TBtu | 0 | 0 | 0 | 0 | 0 | 0 | 0
Case B Updated RGGI Price | RI | Winter | Fossil | Coal | Fuel Consumption | TBtu | 0 | 0 | 0 | 0 | 0 | 0 | 0
Case B Updated RGGI Price | RI | Winter | Fossil | Gas | Fuel Consumption | TBtu | 9.7983 | 12.2044 | 8.4677 | 7.8657 | 9.1332 | 1.4458 | 6.8808
Case B Updated RGGI Price | RI | Winter | Fossil | Oil | Fuel Consumption | TBtu | 0 | 0 | 0 | 0 | 0 | 0 | 0
Case B Updated RGGI Price | VT | Annual | Fossil | Coal | Fuel Consumption | TBtu | 0 | 0 | 0 | 0 | 0 | 0 | 0
Case B Updated RGGI Price | VT | Annual | Fossil | Gas | Fuel Consumption | TBtu | 0.0018037 | 0.008529 | 0 | 0 | 0.001163 | 0 | 0
Case B Updated RGGI Price | VT | Annual | Fossil | Oil | Fuel Consumption | TBtu | 0 | 0 | 0 | 0 | 0 | 0 | 0
Case B Updated RGGI Price | VT | Winter | Fossil | Coal | Fuel Consumption | TBtu | 0 | 0 | 0 | 0 | 0 | 0 | 0
Case B Updated RGGI Price | VT | Winter | Fossil | Gas | Fuel Consumption | TBtu | 0 | 0 | 0 | 0 | 0 | 0 | 0
Case B Updated RGGI Price | VT | Winter | Fossil | Oil | Fuel Consumption | TBtu | 0 | 0 | 0 | 0 | 0 | 0 | 0
Case B Updated RGGI Price | CT | Summer | Fossil | Coal | Fuel Consumption | TBtu | 0 | 0 | 0 | 0 | 0 | 0 | 0
Case B Updated RGGI Price | CT | Summer | Fossil | Gas | Fuel Consumption | TBtu | 50.4519 | 46.7548 | 28.22 | 33.5025 | 35.3165 | 38.1543 | 0
Case B Updated RGGI Price | CT | Summer | Fossil | Oil | Fuel Consumption | TBtu | 0 | 0 | 0 | 0 | 0 | 0 | 0
Case B Updated RGGI Price | DE | Summer | Fossil | Coal | Fuel Consumption | TBtu | 1.2202 | 0 | 0 | 0 | 0 | 0 | 0
Case B Updated RGGI Price | DE | Summer | Fossil | Gas | Fuel Consumption | TBtu | 8.1086 | 5.4538 | 5.9554 | 4.5489 | 6.0875 | 4.2871 | 3.1491
Case B Updated RGGI Price | DE | Summer | Fossil | Oil | Fuel Consumption | TBtu | 0 | 0 | 0 | 0 | 0 | 0 | 0
Case B Updated RGGI Price | ME | Summer | Fossil | Coal | Fuel Consumption | TBtu | 0 | 0 | 0 | 0 | 0 | 0 | 0
Case B Updated RGGI Price | ME | Summer | Fossil | Gas | Fuel Consumption | TBtu | 7.3323 | 3.7726 | 2.1661 | 4.3869 | 4.3842 | 2.4845 | 0
Case B Updated RGGI Price | ME | Summer | Fossil | Oil | Fuel Consumption | TBtu | 0 | 0 | 0 | 0 | 0 | 0 | 0
Case B Updated RGGI Price | MD | Summer | Fossil | Coal | Fuel Consumption | TBtu | 0 | 0 | 0 | 0 | 0 | 0 | 0
Case B Updated RGGI Price | MD | Summer | Fossil | Gas | Fuel Consumption | TBtu | 19.328 | 16.326 | 15.3119 | 11.6625 | 16.1563 | 12.5112 | 0.60755
Case B Updated RGGI Price | MD | Summer | Fossil | Oil | Fuel Consumption | TBtu | 0 | 0 | 0 | 0 | 0 | 0 | 0
Case B Updated RGGI Price | MA | Summer | Fossil | Coal | Fuel Consumption | TBtu | 0 | 0 | 0 | 0 | 0 | 0 | 0
Case B Updated RGGI Price | MA | Summer | Fossil | Gas | Fuel Consumption | TBtu | 31.1329 | 35.0577 | 30.6961 | 35.4498 | 41.9693 | 23.1952 | 34.5525
Case B Updated RGGI Price | MA | Summer | Fossil | Oil | Fuel Consumption | TBtu | 0 | 0 | 0 | 0 | 0 | 0 | 0
Case B Updated RGGI Price | NH | Summer | Fossil | Coal | Fuel Consumption | TBtu | 0 | 0 | 0 | 0 | 0 | 0 | 0
Case B Updated RGGI Price | NH | Summer | Fossil | Gas | Fuel Consumption | TBtu | 11.351 | 13.38 | 10.7843 | 13.1473 | 14.3861 | 12.732 | 18.0001
Case B Updated RGGI Price | NH | Summer | Fossil | Oil | Fuel Consumption | TBtu | 0 | 0 | 0 | 0 | 0 | 0 | 0
Case B Updated RGGI Price | NJ | Summer | Fossil | Coal | Fuel Consumption | TBtu | 0 | 0 | 0 | 0 | 0 | 0 | 0
Case B Updated RGGI Price | NJ | Summer | Fossil | Gas | Fuel Consumption | TBtu | 54.4742 | 43.303 | 36.7673 | 28.4502 | 44.6295 | 35.5655 | 6.8935
Case B Updated RGGI Price | NJ | Summer | Fossil | Oil | Fuel Consumption | TBtu | 0 | 0 | 0 | 0 | 0 | 0 | 0
Case B Updated RGGI Price | NY | Summer | Fossil | Coal | Fuel Consumption | TBtu | 0 | 0 | 0 | 0 | 0 | 0 | 0
Case B Updated RGGI Price | NY | Summer | Fossil | Gas | Fuel Consumption | TBtu | 102.7101 | 71.4506 | 54.9061 | 49.8039 | 66.7458 | 58.752 | 0
Case B Updated RGGI Price | NY | Summer | Fossil | Oil | Fuel Consumption | TBtu | 0 | 0 | 0 | 0 | 0 | 0 | 0
Case B Updated RGGI Price | RI | Summer | Fossil | Coal | Fuel Consumption | TBtu | 0 | 0 | 0 | 0 | 0 | 0 | 0
Case B Updated RGGI Price | RI | Summer | Fossil | Gas | Fuel Consumption | TBtu | 13.2696 | 13.2729 | 13.0501 | 13.0901 | 14.9905 | 12.3112 | 12.3783
Case B Updated RGGI Price | RI | Summer | Fossil | Oil | Fuel Consumption | TBtu | 0 | 0 | 0 | 0 | 0 | 0 | 0
Case B Updated RGGI Price | VT | Summer | Fossil | Coal | Fuel Consumption | TBtu | 0 | 0 | 0 | 0 | 0 | 0 | 0
Case B Updated RGGI Price | VT | Summer | Fossil | Gas | Fuel Consumption | TBtu | 0.0018037 | 0.008529 | 0 | 0 | 0.001163 | 0 | 0
Case B Updated RGGI Price | VT | Summer | Fossil | Oil | Fuel Consumption | TBtu | 0 | 0 | 0 | 0 | 0 | 0 | 0
Case | State/Region | Season | Fuel Type Aggregate | Fuel Type | Metric | Units | 2025 | 2028 | 2030 | 2032 | 2035 | 2037 | 2040
Case B Updated RGGI Price | 10-State Contributions | Annual | Fossil | Coal | Fuel Consumption | TBtu | 10.0565 | 0 | 0 | 0 | 0 | 0 | 0
Case B Updated RGGI Price | 10-State Contributions | Annual | Fossil | Gas | Fuel Consumption | TBtu | 723.2521 | 555.9385 | 352.8353 | 342.8967 | 401.3005 | 292.0826 | 97.335
Case B Updated RGGI Price | 10-State Contributions | Annual | Fossil | Oil | Fuel Consumption | TBtu | 0.33855 | 0 | 0 | 0 | 0 | 0 | 0
Case B Updated RGGI Price | 10-State Contributions | Winter | Fossil | Coal | Fuel Consumption | TBtu | 8.8364 | 0 | 0 | 0 | 0 | 0 | 0
Case B Updated RGGI Price | 10-State Contributions | Winter | Fossil | Gas | Fuel Consumption | TBtu | 187.394 | 154.7687 | 81.792 | 69.8889 | 65.5171 | 46.2111 | 18.1339
Case B Updated RGGI Price | 10-State Contributions | Winter | Fossil | Oil | Fuel Consumption | TBtu | 0.33855 | 0 | 0 | 0 | 0 | 0 | 0
Case B Updated RGGI Price | 10-State Contributions | Summer | Fossil | Coal | Fuel Consumption | TBtu | 1.2202 | 0 | 0 | 0 | 0 | 0 | 0
Case B Updated RGGI Price | 10-State Contributions | Summer | Fossil | Gas | Fuel Consumption | TBtu | 298.1605 | 248.78 | 197.8573 | 194.0421 | 244.6669 | 199.9932 | 75.5811
Case B Updated RGGI Price | 10-State Contributions | Summer | Fossil | Oil | Fuel Consumption | TBtu | 0 | 0 | 0 | 0 | 0 | 0 | 0
Case | State/Region | Season | Category | Value | Metric | Units | 2025 | 2028 | 2030 | 2032 | 2035 | 2037 | 2040
Case B Updated RGGI Price | MA | Annual | power | real | firm power prices | $/MWh | 45.5864 | 47.2149 | 41.1839 | 46.1211 | 63.545 | 57.725 | 52.2563
Case B Updated RGGI Price | CT | Annual | power | real | firm power prices | $/MWh | 47.4323 | 49.2825 | 43.5201 | 48.1325 | 67.7783 | 58.1058 | 49.5428
Case B Updated RGGI Price | ME | Annual | power | real | firm power prices | $/MWh | 48.0233 | 44.0773 | 32.7071 | 36.1112 | 44.9711 | 45.5736 | 28.8122
Case B Updated RGGI Price | NH | Annual | power | real | firm power prices | $/MWh | 48.8106 | 46.8599 | 42.4712 | 47.0708 | 66.0432 | 57.3997 | 52.1791
Case B Updated RGGI Price | RI | Annual | power | real | firm power prices | $/MWh | 47.8468 | 50.2891 | 46.0505 | 50.3447 | 69.415 | 58.8607 | 45.7804
Case B Updated RGGI Price | VT | Annual | power | real | firm power prices | $/MWh | 52.2819 | 49.7796 | 43.8089 | 49.2409 | 63.6956 | 53.4439 | 44.5204
Case B Updated RGGI Price | NY | Annual | power | real | firm power prices | $/MWh | 30.6194 | 28.1466 | 24.6016 | 31.1452 | 40.415 | 38.1047 | 67.2772
Case B Updated RGGI Price | DE | Annual | power | real | firm power prices | $/MWh | 42.8077 | 46.1636 | 47.98 | 43.2425 | 46.6356 | 41.5857 | 30.8123
Case B Updated RGGI Price | MD | Annual | power | real | firm power prices | $/MWh | 54.6676 | 48.6268 | 49.8841 | 44.5599 | 47.9103 | 43.1027 | 37.9975
Case B Updated RGGI Price | NJ | Annual | power | real | firm power prices | $/MWh | 44.0587 | 46.4431 | 49.084 | 50.0923 | 53.9847 | 46.5872 | 35.9316
Case B Updated RGGI Price | MA | Annual | power | real | energy prices | $/MWh | 45.6914 | 47.5417 | 43.5201 | 47.104 | 52.9073 | 45.4414 | 43.6364
Case B Updated RGGI Price | CT | Annual | power | real | energy prices | $/MWh | 43.8456 | 45.474 | 41.1839 | 45.0926 | 48.674 | 45.0606 | 46.3499
Case B Updated RGGI Price | ME | Annual | power | real | energy prices | $/MWh | 46.2825 | 42.3365 | 32.7071 | 35.0826 | 30.1 | 32.9092 | 22.9058
Case B Updated RGGI Price | NH | Annual | power | real | energy prices | $/MWh | 47.0698 | 45.119 | 42.4712 | 46.0423 | 51.1722 | 44.7353 | 46.2727
Case B Updated RGGI Price | RI | Annual | power | real | energy prices | $/MWh | 46.106 | 48.5483 | 46.0505 | 49.3161 | 54.544 | 46.1963 | 39.874
Case B Updated RGGI Price | VT | Annual | power | real | energy prices | $/MWh | 50.541 | 48.0387 | 43.8089 | 48.2124 | 48.8246 | 40.7796 | 38.614
Case B Updated RGGI Price | NY | Annual | power | real | energy prices | $/MWh | 30.6194 | 28.1466 | 24.6016 | 25.8794 | 26.9741 | 25.4299 | 55.0863
Case B Updated RGGI Price | DE | Annual | power | real | energy prices | $/MWh | 31.561 | 30.239 | 29.6113 | 28.7026 | 34.0854 | 33.3391 | 23.2917
Case B Updated RGGI Price | MD | Annual | power | real | energy prices | $/MWh | 35.2363 | 32.7021 | 31.5154 | 30.0199 | 35.3601 | 34.8561 | 30.477
Case B Updated RGGI Price | NJ | Annual | power | real | energy prices | $/MWh | 31.5116 | 28.964 | 27.574 | 28.7267 | 33.9664 | 34.1473 | 34.9887
Case B Updated RGGI Price | MA | Annual | power | real | capacity prices | $/kW-yr | 15.25 | 15.25 | 0 | 9.01 | 130.27 | 110.94 | 51.74
Case B Updated RGGI Price | CT | Annual | power | real | capacity prices | $/kW-yr | 15.25 | 15.25 | 0 | 9.01 | 130.27 | 110.94 | 51.74
Case B Updated RGGI Price | ME | Annual | power | real | capacity prices | $/kW-yr | 15.25 | 15.25 | 0 | 9.01 | 130.27 | 110.94 | 51.74
Case B Updated RGGI Price | NH | Annual | power | real | capacity prices | $/kW-yr | 15.25 | 15.25 | 0 | 9.01 | 130.27 | 110.94 | 51.74
Case B Updated RGGI Price | RI | Annual | power | real | capacity prices | $/kW-yr | 15.25 | 15.25 | 0 | 9.01 | 130.27 | 110.94 | 51.74
Case B Updated RGGI Price | VT | Annual | power | real | capacity prices | $/kW-yr | 15.25 | 15.25 | 0 | 9.01 | 130.27 | 110.94 | 51.74
Case B Updated RGGI Price | NY | Annual | power | real | capacity prices | $/kW-yr | 0 | 0 | 0 | 46.1283 | 117.7424 | 111.0309 | 106.7928
Case B Updated RGGI Price | DE | Annual | power | real | capacity prices | $/kW-yr | 98.5208 | 139.5 | 160.91 | 127.37 | 109.94 | 72.24 | 65.88
Case B Updated RGGI Price | MD | Annual | power | real | capacity prices | $/kW-yr | 170.2177 | 139.5 | 160.91 | 127.37 | 109.94 | 72.24 | 65.88
Case B Updated RGGI Price | NJ | Annual | power | real | capacity prices | $/kW-yr | 98.5208 | 139.5 | 160.91 | 127.37 | 109.94 | 72.24 | 65.88
Case B Updated RGGI Price | Henry Hub | Annual | natural gas | real | natural gas prices | $/MMBtu | #N/A | #N/A | #N/A | #N/A | #N/A | #N/A | #N/A
Case B Updated RGGI Price | MA | Annual | power | nominal | firm power prices | $/MWh | 50.5783 | 55.7551 | 50.6973 | 59.1846 | 86.7896 | 82.1867 | 79.1869
Case B Updated RGGI Price | CT | Annual | power | nominal | firm power prices | $/MWh | 52.6263 | 58.1968 | 53.5731 | 61.7657 | 92.5714 | 82.7289 | 75.075
Case B Updated RGGI Price | ME | Annual | power | nominal | firm power prices | $/MWh | 53.2821 | 52.0501 | 40.2624 | 46.3394 | 61.4213 | 64.886 | 43.6608
Case B Updated RGGI Price | NH | Annual | power | nominal | firm power prices | $/MWh | 54.1556 | 55.3359 | 52.2819 | 60.4033 | 90.2016 | 81.7235 | 79.07
Case B Updated RGGI Price | RI | Annual | power | nominal | firm power prices | $/MWh | 53.0862 | 59.3855 | 56.6881 | 64.6045 | 94.8067 | 83.8036 | 69.3737
Case B Updated RGGI Price | VT | Annual | power | nominal | firm power prices | $/MWh | 58.0069 | 58.7837 | 53.9286 | 63.1881 | 86.9953 | 76.0915 | 67.4643
Case B Updated RGGI Price | NY | Annual | power | nominal | firm power prices | $/MWh | 33.9723 | 33.2378 | 30.2845 | 39.9668 | 55.1987 | 54.2521 | 101.949
Case B Updated RGGI Price | DE | Annual | power | nominal | firm power prices | $/MWh | 47.4953 | 54.5137 | 59.0633 | 55.4907 | 63.6948 | 59.2081 | 46.6916
Case B Updated RGGI Price | MD | Annual | power | nominal | firm power prices | $/MWh | 60.6538 | 57.4224 | 61.4072 | 57.1811 | 65.4357 | 61.368 | 57.5798
Case B Updated RGGI Price | NJ | Annual | power | nominal | firm power prices | $/MWh | 48.8833 | 54.8438 | 60.4224 | 64.2806 | 73.7321 | 66.3291 | 54.4491
Case B Updated RGGI Price | MA | Annual | power | nominal | energy prices | $/MWh | 50.6948 | 56.141 | 53.5731 | 60.4458 | 72.2606 | 64.6978 | 66.1247
Case B Updated RGGI Price | CT | Annual | power | nominal | energy prices | $/MWh | 48.6468 | 53.6994 | 50.6973 | 57.8647 | 66.4788 | 64.1556 | 70.2366
Case B Updated RGGI Price | ME | Annual | power | nominal | energy prices | $/MWh | 51.3506 | 49.9943 | 40.2624 | 45.0195 | 41.1106 | 46.8549 | 34.7105
Case B Updated RGGI Price | NH | Annual | power | nominal | energy prices | $/MWh | 52.2241 | 53.2802 | 52.2819 | 59.0834 | 69.8908 | 63.6924 | 70.1197
Case B Updated RGGI Price | RI | Annual | power | nominal | energy prices | $/MWh | 51.1547 | 57.3297 | 56.6881 | 63.2846 | 74.496 | 65.7725 | 60.4234
Case B Updated RGGI Price | VT | Annual | power | nominal | energy prices | $/MWh | 56.0754 | 56.728 | 53.9286 | 61.8682 | 66.6845 | 58.0604 | 58.514
Case B Updated RGGI Price | NY | Annual | power | nominal | energy prices | $/MWh | 33.9723 | 33.2378 | 30.2845 | 33.2095 | 36.8412 | 36.2062 | 83.4754
Case B Updated RGGI Price | DE | Annual | power | nominal | energy prices | $/MWh | 35.0171 | 35.7086 | 36.4515 | 36.8324 | 46.5537 | 47.4669 | 35.2953
Case B Updated RGGI Price | MD | Annual | power | nominal | energy prices | $/MWh | 39.0948 | 38.6173 | 38.7954 | 38.5228 | 48.2947 | 49.6268 | 46.1835
Case B Updated RGGI Price | NJ | Annual | power | nominal | energy prices | $/MWh | 34.9622 | 34.2031 | 33.9436 | 36.8633 | 46.3912 | 48.6176 | 53.0203
Case B Updated RGGI Price | MA | Annual | power | nominal | capacity prices | $/kW-yr | 16.9199 | 18.0084 | 0 | 11.562 | 177.9224 | 157.9522 | 78.4045
Case B Updated RGGI Price | CT | Annual | power | nominal | capacity prices | $/kW-yr | 16.9199 | 18.0084 | 0 | 11.562 | 177.9224 | 157.9522 | 78.4045
Case B Updated RGGI Price | ME | Annual | power | nominal | capacity prices | $/kW-yr | 16.9199 | 18.0084 | 0 | 11.562 | 177.9224 | 157.9522 | 78.4045
Case B Updated RGGI Price | NH | Annual | power | nominal | capacity prices | $/kW-yr | 16.9199 | 18.0084 | 0 | 11.562 | 177.9224 | 157.9522 | 78.4045
Case B Updated RGGI Price | RI | Annual | power | nominal | capacity prices | $/kW-yr | 16.9199 | 18.0084 | 0 | 11.562 | 177.9224 | 157.9522 | 78.4045
Case B Updated RGGI Price | VT | Annual | power | nominal | capacity prices | $/kW-yr | 16.9199 | 18.0084 | 0 | 11.562 | 177.9224 | 157.9522 | 78.4045
Case B Updated RGGI Price | NY | Annual | power | nominal | capacity prices | $/kW-yr | 0 | 0 | 0 | 59.1938 | 160.8122 | 158.0817 | 161.8291
Case B Updated RGGI Price | DE | Annual | power | nominal | capacity prices | $/kW-yr | 98.5208 | 164.7328 | 198.0799 | 163.4467 | 150.1557 | 102.8526 | 99.8317
Case B Updated RGGI Price | MD | Annual | power | nominal | capacity prices | $/kW-yr | 170.2177 | 164.7328 | 198.0799 | 163.4467 | 150.1557 | 102.8526 | 99.8317
Case B Updated RGGI Price | NJ | Annual | power | nominal | capacity prices | $/kW-yr | 98.5208 | 164.7328 | 198.0799 | 163.4467 | 150.1557 | 102.8526 | 99.8317
Case B Updated RGGI Price | Henry Hub | Annual | natural gas | nominal | natural gas prices | $/MMBtu | #N/A | #N/A | #N/A | #N/A | #N/A | #N/A | #N/A
Case | Scope | Origin | Destination | Season | Metric | Units | 2025 | 2028 | 2030 | 2032 | 2035 | 2037 | 2040
Case B Updated RGGI Price | Regional | Canada | NYISO | Annual | Energy Flows | TWh | 17.2784 | 23.6384 | 22.5193 | 25.6311 | 26.3485 | 27.919 | 30.774
Case B Updated RGGI Price | Regional | ISONE | NYISO | Annual | Energy Flows | TWh | 1.1753 | 0.85631 | 1.0166 | 0.92329 | 0.9415 | 3.1936 | 3.5142
Case B Updated RGGI Price | Regional | PJM Non-RGGI | NYISO | Annual | Energy Flows | TWh | 2.4841 | 4.249 | 3.067 | 1.898 | 1.8768 | 2.381 | 3.2565
Case B Updated RGGI Price | Regional | PJM RGGI | NYISO | Annual | Energy Flows | TWh | 9.4842 | 6.7782 | 4.499 | 4.6 | 5.4435 | 4.0796 | 5.7833
Case B Updated RGGI Price | Regional | Imports | NYISO | Annual | Energy Flows | TWh | 30.422 | 35.5219 | 31.1019 | 33.0524 | 34.6102 | 37.5732 | 43.3281
Case B Updated RGGI Price | Regional | NYISO | Canada | Annual | Energy Flows | TWh | 2.5709 | 5.6576 | 7.9268 | 8.2836 | 8.5322 | 9.2453 | 6.8568
Case B Updated RGGI Price | Regional | NYISO | ISONE | Annual | Energy Flows | TWh | 6.6379 | 8.2075 | 6.9826 | 7.6282 | 7.6049 | 7.3377 | 7.3368
Case B Updated RGGI Price | Regional | NYISO | PJM Non-RGGI | Annual | Energy Flows | TWh | 0.91379 | 0.8408 | 1.4361 | 1.6149 | 1.65 | 1.8682 | 1.5499
Case B Updated RGGI Price | Regional | NYISO | PJM RGGI | Annual | Energy Flows | TWh | 0 | 0.85581 | 1.0427 | 0.71084 | 2.9434 | 4.0679 | 3.3514
Case B Updated RGGI Price | Regional | Exports | NYISO | Annual | Energy Flows | TWh | 10.1226 | 15.5617 | 17.3882 | 18.2376 | 20.7305 | 22.5191 | 19.095
Case B Updated RGGI Price | Regional | Net Imports | NYISO | Annual | Energy Flows | TWh | 20.2994 | 19.9602 | 13.7137 | 14.8148 | 13.8797 | 15.0541 | 24.2331
Case B Updated RGGI Price | Regional | Canada | ISONE | Annual | Energy Flows | TWh | 21.641 | 19.2081 | 18.4415 | 20.3531 | 22.9647 | 21.6321 | 21.4158
Case B Updated RGGI Price | Regional | Imports | ISONE | Annual | Energy Flows | TWh | 28.1324 | 27.2334 | 25.2708 | 27.9813 | 30.5696 | 28.9699 | 28.7526
Case B Updated RGGI Price | Regional | ISONE | Canada | Annual | Energy Flows | TWh | 0 | 0.059862 | 0.8469 | 0.3917 | 0.65918 | 0.35358 | 7.8433
Case B Updated RGGI Price | Regional | Exports | ISONE | Annual | Energy Flows | TWh | 1.1753 | 0.91617 | 1.8635 | 1.315 | 1.6007 | 3.5471 | 11.3575
Case B Updated RGGI Price | Regional | Net Imports | ISONE | Annual | Energy Flows | TWh | 26.9572 | 26.3172 | 23.4073 | 26.6663 | 28.9689 | 25.4227 | 17.3951
Case B Updated RGGI Price | Regional | PJM Non-RGGI | PJM RGGI | Annual | Energy Flows | TWh | 43.3383 | 41.0399 | 42.2999 | 48.6125 | 50.8237 | 49.3339 | 70.3649
Case B Updated RGGI Price | Regional | Imports | PJM RGGI | Annual | Energy Flows | TWh | 43.3383 | 41.877 | 43.319 | 49.3077 | 53.6989 | 53.308 | 73.6399
Case B Updated RGGI Price | Regional | PJM RGGI | PJM Non-RGGI | Annual | Energy Flows | TWh | 6.1118 | 8.4626 | 8.5204 | 13.616 | 10.1798 | 4.4081 | 13.5787
Case B Updated RGGI Price | Regional | Exports | PJM RGGI | Annual | Energy Flows | TWh | 15.596 | 15.2408 | 13.0194 | 18.2161 | 15.6232 | 8.4877 | 19.3619
Case B Updated RGGI Price | State | Net Imports | PJM RGGI | Annual | Energy Flows | TWh | 27.7423 | 26.6362 | 30.2997 | 31.0916 | 38.0757 | 44.8203 | 54.278
Case B Updated RGGI Price | State | Net Imports | MD | Annual | Energy Flows | TWh | 35.22 | 31.2591 | 31.1949 | 1.9965 | -2.6622 | -10.519 | -24.6876
Case B Updated RGGI Price | State | Net Imports | DE | Annual | Energy Flows | TWh | 8.2074 | 10.2824 | 10.316 | 10.6801 | 10.7323 | 11.3271 | 9.3431
Case B Updated RGGI Price | State | Net Imports | NJ | Annual | Energy Flows | TWh | 29.0832 | 36.8578 | 37.0999 | 28.4036 | 33.7015 | 40.2232 | 27.0185
Case | Scope | Origin | Destination | Season | Metric | Units | 2025 | 2028 | 2030 | 2032 | 2035 | 2037 | 2040
Case B Updated RGGI Price | 10-State Contributions | Annual | Constraint Shadow Price | real | nominal$ | $/Ton | 16.3639 | 19.2624 | 21.5226 | 23.9399 | 28.2811 | 31.4291 | 37.0025
Case | State/Region | Season | Category | Value | Metric | Units | 2025 | 2028 | 2030 | 2032 | 2035 | 2037 | 2040
Case B Updated RGGI Price | RGGI | Annual | All | RGGI Cap | CO2 Emissions | Thousand Tons | 90295 | 65444 | 47992 | 30541 | 13712 | 7479 | 7479
Case B Updated RGGI Price | RGGI | Annual | All | RGGI Emissions | CO2 Emissions | Thousand Tons | 43145.8986 | 32162.5568 | 20062.1514 | 19429.9962 | 22897.679 | 16583.3835 | 5427.6286
Case B Updated RGGI Price | RGGI | Annual | All | Annual Allowance Banking/Withdrawal | CO2 Emissions | Thousand Tons | 47149.1014 | 33281.4432 | 27929.8486 | 11111.0038 | -9185.679 | -9104.3835 | 2051.3714
Case B Updated RGGI Price | RGGI | Annual | All | Cumulative Allowance Position | CO2 Emissions | Thousand Tons | 141447.3041 | 208010.1906 | 263869.8878 | 286091.8955 | 249349.1796 | 231140.4125 | 239345.8982
Case | State/Region | Season | Category | Value | Metric | Units | 2025 | 2028 | 2030 | 2032 | 2035 | 2037 | 2040
Case B Updated RGGI Price | CT | Storage Net Loss | Storage Net Loss | Storage Net Loss | Generation | GWh | -24.7426 | -89.9599 | -166.7744 | -147.3406 | -196.749 | -189.6776 | -871.5151
Case B Updated RGGI Price | DE | Storage Net Loss | Storage Net Loss | Storage Net Loss | Generation | GWh | 0 | 0 | 0 | 0 | 0 | 0 | 0
Case B Updated RGGI Price | ME | Storage Net Loss | Storage Net Loss | Storage Net Loss | Generation | GWh | -5.4088 | -22.4413 | -35.0624 | -40.2183 | -88.8871 | -56.574 | -37.7654
Case B Updated RGGI Price | MD | Storage Net Loss | Storage Net Loss | Storage Net Loss | Generation | GWh | -90.6401 | -89.0304 | -98.2397 | -87.3918 | -235.8898 | -422.5575 | -1247.9216
Case B Updated RGGI Price | MA | Storage Net Loss | Storage Net Loss | Storage Net Loss | Generation | GWh | -567.8105 | -234.16 | -215.5478 | -189.3709 | -264.8614 | -640.9482 | -1296.4374
Case B Updated RGGI Price | NH | Storage Net Loss | Storage Net Loss | Storage Net Loss | Generation | GWh | 0 | 0 | 0 | 0 | 0 | 0 | 0
Case B Updated RGGI Price | NJ | Storage Net Loss | Storage Net Loss | Storage Net Loss | Generation | GWh | -530.0758 | -583.4069 | -628.023 | -620.039 | -603.398 | -672.0935 | -795.0219
Case B Updated RGGI Price | NY | Storage Net Loss | Storage Net Loss | Storage Net Loss | Generation | GWh | -243.9537 | -479.8605 | -414.8916 | -356.7551 | -1138.7986 | -565.9055 | -1589.6005
Case B Updated RGGI Price | RI | Storage Net Loss | Storage Net Loss | Storage Net Loss | Generation | GWh | 0 | 0 | 0 | 0 | -29.535 | -57.426 | -328.4933
Case B Updated RGGI Price | VT | Storage Net Loss | Storage Net Loss | Storage Net Loss | Generation | GWh | 0 | 0 | 0 | 0 | -8.1667 | -154.4834 | -237.2164
Case B Updated RGGI Price | 10-State Contributions | Storage Net Loss | Storage Net Loss | Storage Net Loss | Generation | GWh | -1462.6315 | -1498.8591 | -1558.539 | -1441.1156 | -2566.2856 | -2759.6656 | -6403.9717
Case B Updated RGGI Price | RGGI PJM | Storage Net Loss | Storage Net Loss | Storage Net Loss | Generation | GWh | -620.7159 | -672.4374 | -726.2627 | -707.4308 | -839.2878 | -1094.651 | -2042.9436
Case B Updated RGGI Price | ISONE | Storage Net Loss | Storage Net Loss | Storage Net Loss | Generation | GWh | -597.962 | -346.5612 | -417.3846 | -376.9297 | -588.1992 | -1099.1092 | -2771.4276
Case B Updated RGGI Price | Eastern Interconnection | Storage Net Loss | Storage Net Loss | Storage Net Loss | Generation | GWh | -5829.3534 | -6070.8627 | -7187.0088 | -7043.5718 | -9399.369 | -16923.6644 | -30232.6997
Case B Updated RGGI Price | non-RGGI EI | Storage Net Loss | Storage Net Loss | Storage Net Loss | Generation | GWh | -4366.7219 | -4572.0036 | -5628.4698 | -5602.4563 | -6833.0833 | -14163.9988 | -23828.728
Case | State/Region | Technology Aggregate | Technology Type | Technology Sub-Type | Metric | Units | 2025 | 2028 | 2030 | 2032 | 2035 | 2037 | 2040
Case A Updated RGGI Price | CT | Coal | Coal | Coal | Capacity | MW | 0 | 0 | 0 | 0 | 0 | 0 | 0
Case A Updated RGGI Price | CT | Coal with CCS | Coal with CCS | Coal with CCS | Capacity | MW | 0 | 0 | 0 | 0 | 0 | 0 | 0
Case A Updated RGGI Price | CT | Combined Cycle | Combined Cycle | Combined Cycle | Capacity | MW | 4701.565 | 4701.565 | 4701.565 | 4701.565 | 4701.565 | 4701.565 | 4701.565
Case A Updated RGGI Price | CT | Combustion Turbine | Combustion Turbine | Combustion Turbine | Capacity | MW | 1461.172 | 1444.049 | 1444.049 | 1444.049 | 1444.049 | 1444.049 | 1444.049
Case A Updated RGGI Price | CT | Oil/Gas | Oil/Gas | Oil/Gas | Capacity | MW | 1758.795 | 598.394 | 598.394 | 598.394 | 598.394 | 598.394 | 598.394
Case A Updated RGGI Price | CT | Other | Other | Other | Capacity | MW | 5.6 | 5.6 | 5.6 | 5.6 | 5.6 | 5.6 | 5.6
Case A Updated RGGI Price | CT | Nuclear | Nuclear | Nuclear | Capacity | MW | 2102 | 2102 | 2102 | 2102 | 2102 | 2102 | 2102
Case A Updated RGGI Price | CT | Hydro | Hydro | Hydro | Capacity | MW | 158.881 | 158.881 | 158.881 | 158.881 | 158.881 | 158.881 | 158.881
Case A Updated RGGI Price | CT | Solar PV | Solar PV | Solar PV | Capacity | MW | 433.9 | 433.9 | 433.9 | 433.9 | 433.9 | 433.9 | 433.9
Case A Updated RGGI Price | CT | Onshore Wind | Onshore Wind | Onshore Wind | Capacity | MW | 4.8 | 4.8 | 4.8 | 4.8 | 4.8 | 4.8 | 4.8
Case A Updated RGGI Price | CT | Battery Storage | Battery Storage | Battery Storage | Capacity | MW | 0 | 205.32 | 205.32 | 205.32 | 205.32 | 205.32 | 205.32
Case A Updated RGGI Price | CT | Other RE | Other RE | Other RE | Capacity | MW | 268.309 | 215.709 | 215.709 | 215.709 | 215.709 | 215.709 | 215.709
Case A Updated RGGI Price | CT | Combined Cycle | New Combined Cycle | New Combined Cycle | Capacity | MW | 0 | 0 | 0 | 0 | 0 | 0 | 0
Case A Updated RGGI Price | CT | Combustion Turbine | New Combustion Turbine | New Combustion Turbine | Capacity | MW | 0 | 0 | 0 | 0 | 0 | 0 | 0
Case A Updated RGGI Price | CT | Other | New Other | New Other | Capacity | MW | 0 | 0 | 0 | 0 | 0 | 0 | 0
Case A Updated RGGI Price | CT | Other RE | New Other RE | New Other RE | Capacity | MW | 0 | 0 | 0 | 59 | 59 | 59 | 59
Case A Updated RGGI Price | CT | Solar PV | New Solar PV | New Solar PV | Capacity | MW | 0 | 0 | 0 | 0 | 0 | 0 | 1131.0002
Case A Updated RGGI Price | CT | Onshore Wind | New Onshore Wind | New Onshore Wind | Capacity | MW | 0 | 0 | 0 | 0 | 0 | 0 | 0
Case A Updated RGGI Price | CT | Offshore Wind | New Offshore Wind | New Offshore Wind | Capacity | MW | 304 | 304 | 304 | 304 | 304 | 304 | 304
Case A Updated RGGI Price | CT | Battery Storage | New Battery Storage | New Battery Storage | Capacity | MW | 0 | 0 | 0 | 0 | 0 | 0 | 0
Case A Updated RGGI Price | CT | Solar PV | New Solar PV | New Paired Solar PV | Capacity | MW | 0 | 0 | 0 | 0 | 0 | 0 | 0
Case A Updated RGGI Price | CT | Battery Storage | New Battery Storage | New Paired Battery Storage | Capacity | MW | 0 | 0 | 0 | 0 | 0 | 0 | 0
Case A Updated RGGI Price | CT | Hydrogen | New Hydrogen | New H2 CC | Capacity | MW | 0 | 0 | 0 | 0 | 0 | 0 | 0
Case A Updated RGGI Price | CT | Hydrogen | New Hydrogen | New H2 CT | Capacity | MW | 0 | 0 | 0 | 0 | 0 | 0 | 0
Case A Updated RGGI Price | CT | Retire Coal | Retire Coal | Retire Coal | Capacity | MW | 0 | 0 | 0 | 0 | 0 | 0 | 0
Case A Updated RGGI Price | CT | Retire Combined Cycle | Retire Combined Cycle | Retire Combined Cycle | Capacity | MW | 0 | 0 | 0 | 0 | 0 | 0 | 0
Case A Updated RGGI Price | CT | Retire Combustion Turbine | Retire Combustion Turbine | Retire Combustion Turbine | Capacity | MW | 0 | 0 | 0 | 0 | 0 | 0 | 0
Case A Updated RGGI Price | CT | Retire Oil/Gas | Retire Oil/Gas | Retire Oil/Gas | Capacity | MW | 0 | 1043.401 | 1043.401 | 1043.401 | 1043.401 | 1043.401 | 1043.401
Case A Updated RGGI Price | CT | Retire Other | Retire Other | Retire Other | Capacity | MW | 0 | 52.6 | 52.6 | 52.6 | 52.6 | 52.6 | 52.6
Case A Updated RGGI Price | CT | Retire Nuclear | Retire Nuclear | Retire Nuclear | Capacity | MW | 0 | 0 | 0 | 0 | 0 | 0 | 0
Case A Updated RGGI Price | DE | Coal | Coal | Coal | Capacity | MW | 420 | 0 | 0 | 0 | 0 | 0 | 0
Case A Updated RGGI Price | DE | Coal with CCS | Coal with CCS | Coal with CCS | Capacity | MW | 0 | 0 | 0 | 0 | 0 | 0 | 0
Case A Updated RGGI Price | DE | Combined Cycle | Combined Cycle | Combined Cycle | Capacity | MW | 1399 | 1399 | 1399 | 1397.5106 | 1397.5106 | 1397.5106 | 1397.5106
Case A Updated RGGI Price | DE | Combustion Turbine | Combustion Turbine | Combustion Turbine | Capacity | MW | 370.5 | 370.5 | 370.5 | 370.5 | 370.5 | 370.5 | 370.5
Case A Updated RGGI Price | DE | Oil/Gas | Oil/Gas | Oil/Gas | Capacity | MW | 840 | 840 | 840 | 840 | 840 | 840 | 840
Case A Updated RGGI Price | DE | Other | Other | Other | Capacity | MW | 0 | 0 | 0 | 0 | 0 | 0 | 0
Case A Updated RGGI Price | DE | Nuclear | Nuclear | Nuclear | Capacity | MW | 0 | 0 | 0 | 0 | 0 | 0 | 0
Case A Updated RGGI Price | DE | Hydro | Hydro | Hydro | Capacity | MW | 0 | 0 | 0 | 0 | 0 | 0 | 0
Case A Updated RGGI Price | DE | Solar PV | Solar PV | Solar PV | Capacity | MW | 255.1 | 255.1 | 255.1 | 255.1 | 255.1 | 255.1 | 255.1
Case A Updated RGGI Price | DE | Onshore Wind | Onshore Wind | Onshore Wind | Capacity | MW | 2 | 2 | 2 | 2 | 2 | 2 | 2
Case A Updated RGGI Price | DE | Battery Storage | Battery Storage | Battery Storage | Capacity | MW | 0 | 0 | 0 | 0 | 0 | 0 | 0
Case A Updated RGGI Price | DE | Other RE | Other RE | Other RE | Capacity | MW | 34.7 | 34.7 | 34.7 | 34.7 | 34.7 | 34.7 | 34.7
Case A Updated RGGI Price | DE | Combined Cycle | New Combined Cycle | New Combined Cycle | Capacity | MW | 0 | 0 | 0 | 0 | 0 | 0 | 0
Case A Updated RGGI Price | DE | Combustion Turbine | New Combustion Turbine | New Combustion Turbine | Capacity | MW | 0 | 0 | 184.7778 | 184.7778 | 184.7778 | 184.7778 | 184.7778
Case A Updated RGGI Price | DE | Other | New Other | New Other | Capacity | MW | 0 | 0 | 0 | 0 | 0 | 0 | 0
Case A Updated RGGI Price | DE | Other RE | New Other RE | New Other RE | Capacity | MW | 0 | 0 | 0 | 0 | 0 | 0 | 0
Case A Updated RGGI Price | DE | Solar PV | New Solar PV | New Solar PV | Capacity | MW | 0 | 0 | 0 | 0 | 0 | 0 | 2233.4171
Case A Updated RGGI Price | DE | Onshore Wind | New Onshore Wind | New Onshore Wind | Capacity | MW | 0 | 0 | 0 | 0 | 0 | 0 | 0
Case A Updated RGGI Price | DE | Offshore Wind | New Offshore Wind | New Offshore Wind | Capacity | MW | 0 | 0 | 0 | 0 | 0 | 0 | 0
Case A Updated RGGI Price | DE | Battery Storage | New Battery Storage | New Battery Storage | Capacity | MW | 83.1795 | 83.1795 | 83.1795 | 83.1795 | 83.1795 | 83.1795 | 83.1795
Case A Updated RGGI Price | DE | Solar PV | New Solar PV | New Paired Solar PV | Capacity | MW | 0 | 0 | 0 | 0 | 0 | 0 | 0
Case A Updated RGGI Price | DE | Battery Storage | New Battery Storage | New Paired Battery Storage | Capacity | MW | 0 | 0 | 0 | 0 | 0 | 0 | 35.2057
Case A Updated RGGI Price | DE | Hydrogen | New Hydrogen | New H2 CC | Capacity | MW | 0 | 0 | 0 | 0 | 0 | 0 | 0
Case A Updated RGGI Price | DE | Hydrogen | New Hydrogen | New H2 CT | Capacity | MW | 0 | 0 | 0 | 0 | 0 | 0 | 0
Case A Updated RGGI Price | DE | Retire Coal | Retire Coal | Retire Coal | Capacity | MW | 0 | 0 | 0 | 0 | 0 | 0 | 0
Case A Updated RGGI Price | DE | Retire Combined Cycle | Retire Combined Cycle | Retire Combined Cycle | Capacity | MW | 0 | 0 | 0 | 0 | 0 | 0 | 0
Case A Updated RGGI Price | DE | Retire Combustion Turbine | Retire Combustion Turbine | Retire Combustion Turbine | Capacity | MW | 0 | 0 | 0 | 0 | 0 | 0 | 0
Case A Updated RGGI Price | DE | Retire Oil/Gas | Retire Oil/Gas | Retire Oil/Gas | Capacity | MW | 0 | 0 | 0 | 0 | 0 | 0 | 0
Case A Updated RGGI Price | DE | Retire Other | Retire Other | Retire Other | Capacity | MW | 0 | 0 | 0 | 0 | 0 | 0 | 0
Case A Updated RGGI Price | DE | Retire Nuclear | Retire Nuclear | Retire Nuclear | Capacity | MW | 0 | 0 | 0 | 0 | 0 | 0 | 0
Case A Updated RGGI Price | ME | Coal | Coal | Coal | Capacity | MW | 0 | 0 | 0 | 0 | 0 | 0 | 0
Case A Updated RGGI Price | ME | Coal with CCS | Coal with CCS | Coal with CCS | Capacity | MW | 0 | 0 | 0 | 0 | 0 | 0 | 0
Case A Updated RGGI Price | ME | Combined Cycle | Combined Cycle | Combined Cycle | Capacity | MW | 1248.956 | 1248.956 | 1248.956 | 1248.956 | 1248.956 | 1248.956 | 1248.956
Case A Updated RGGI Price | ME | Combustion Turbine | Combustion Turbine | Combustion Turbine | Capacity | MW | 363.794 | 363.794 | 363.794 | 363.794 | 363.794 | 363.794 | 363.794
Case A Updated RGGI Price | ME | Oil/Gas | Oil/Gas | Oil/Gas | Capacity | MW | 744.997 | 744.997 | 744.997 | 744.997 | 744.997 | 744.997 | 744.997
Case A Updated RGGI Price | ME | Other | Other | Other | Capacity | MW | 0 | 0 | 0 | 0 | 0 | 0 | 0
Case A Updated RGGI Price | ME | Nuclear | Nuclear | Nuclear | Capacity | MW | 0 | 0 | 0 | 0 | 0 | 0 | 0
Case A Updated RGGI Price | ME | Hydro | Hydro | Hydro | Capacity | MW | 547.898 | 547.898 | 547.898 | 547.898 | 547.898 | 547.898 | 547.898
Case A Updated RGGI Price | ME | Solar PV | Solar PV | Solar PV | Capacity | MW | 646.4 | 646.4 | 646.4 | 646.4 | 646.4 | 646.4 | 646.4
Case A Updated RGGI Price | ME | Onshore Wind | Onshore Wind | Onshore Wind | Capacity | MW | 1240.7 | 1240.7 | 1240.7 | 1240.7 | 1240.7 | 1240.7 | 1240.7
Case A Updated RGGI Price | ME | Battery Storage | Battery Storage | Battery Storage | Capacity | MW | 193.2 | 193.2 | 193.2 | 193.2 | 193.2 | 193.2 | 193.2
Case A Updated RGGI Price | ME | Other RE | Other RE | Other RE | Capacity | MW | 289.252 | 75.6975 | 68.856 | 68.856 | 68.856 | 68.856 | 68.856
Case A Updated RGGI Price | ME | Combined Cycle | New Combined Cycle | New Combined Cycle | Capacity | MW | 0 | 0 | 0 | 0 | 0 | 0 | 0
Case A Updated RGGI Price | ME | Combustion Turbine | New Combustion Turbine | New Combustion Turbine | Capacity | MW | 0 | 0 | 0 | 0 | 607.8212 | 607.8212 | 607.8212
Case A Updated RGGI Price | ME | Other | New Other | New Other | Capacity | MW | 0 | 0 | 0 | 0 | 0 | 0 | 0
Case A Updated RGGI Price | ME | Other RE | New Other RE | New Other RE | Capacity | MW | 0 | 0 | 0 | 0 | 0 | 0 | 0
Case A Updated RGGI Price | ME | Solar PV | New Solar PV | New Solar PV | Capacity | MW | 0 | 0 | 0 | 0 | 0 | 0 | 0
Case A Updated RGGI Price | ME | Onshore Wind | New Onshore Wind | New Onshore Wind | Capacity | MW | 0 | 593 | 2122 | 2122 | 2122 | 2489.7453 | 3681.9766
Case A Updated RGGI Price | ME | Offshore Wind | New Offshore Wind | New Offshore Wind | Capacity | MW | 11 | 11 | 11 | 11 | 11 | 11 | 11
Case A Updated RGGI Price | ME | Battery Storage | New Battery Storage | New Battery Storage | Capacity | MW | 0 | 0 | 0 | 0 | 0 | 0 | 0
Case A Updated RGGI Price | ME | Solar PV | New Solar PV | New Paired Solar PV | Capacity | MW | 0 | 0 | 0 | 0 | 0 | 0 | 0
Case A Updated RGGI Price | ME | Battery Storage | New Battery Storage | New Paired Battery Storage | Capacity | MW | 0 | 0 | 0 | 0 | 0 | 0 | 0
Case A Updated RGGI Price | ME | Hydrogen | New Hydrogen | New H2 CC | Capacity | MW | 0 | 0 | 0 | 0 | 0 | 0 | 0
Case A Updated RGGI Price | ME | Hydrogen | New Hydrogen | New H2 CT | Capacity | MW | 0 | 0 | 0 | 0 | 0 | 0 | 0
Case A Updated RGGI Price | ME | Retire Coal | Retire Coal | Retire Coal | Capacity | MW | 0 | 0 | 0 | 0 | 0 | 0 | 0
Case A Updated RGGI Price | ME | Retire Combined Cycle | Retire Combined Cycle | Retire Combined Cycle | Capacity | MW | 0 | 0 | 0 | 0 | 0 | 0 | 0
Case A Updated RGGI Price | ME | Retire Combustion Turbine | Retire Combustion Turbine | Retire Combustion Turbine | Capacity | MW | 0 | 0 | 0 | 0 | 0 | 0 | 0
Case A Updated RGGI Price | ME | Retire Oil/Gas | Retire Oil/Gas | Retire Oil/Gas | Capacity | MW | 0 | 0 | 0 | 0 | 0 | 0 | 0
Case A Updated RGGI Price | ME | Retire Other | Retire Other | Retire Other | Capacity | MW | 0 | 213.5545 | 220.396 | 220.396 | 220.396 | 220.396 | 220.396
Case A Updated RGGI Price | ME | Retire Nuclear | Retire Nuclear | Retire Nuclear | Capacity | MW | 0 | 0 | 0 | 0 | 0 | 0 | 0
Case A Updated RGGI Price | MD | Coal | Coal | Coal | Capacity | MW | 1275.497 | -2.2737e-13 | 0 | 0 | 0 | 0 | 0
Case A Updated RGGI Price | MD | Coal with CCS | Coal with CCS | Coal with CCS | Capacity | MW | 0 | 0 | 0 | 0 | 0 | 0 | 0
Case A Updated RGGI Price | MD | Combined Cycle | Combined Cycle | Combined Cycle | Capacity | MW | 2168.62 | 2168.62 | 2168.62 | 2168.62 | 2168.62 | 2168.62 | 2168.62
Case A Updated RGGI Price | MD | Combustion Turbine | Combustion Turbine | Combustion Turbine | Capacity | MW | 2107.3 | 2077.4 | 2077.4 | 2077.4 | 2077.4 | 2077.4 | 2077.4
Case A Updated RGGI Price | MD | Oil/Gas | Oil/Gas | Oil/Gas | Capacity | MW | 2224 | 1548 | 1548 | 1548 | 1548 | 1548 | 1548
Case A Updated RGGI Price | MD | Other | Other | Other | Capacity | MW | 0 | 0 | 0 | 0 | 0 | 0 | 0
Case A Updated RGGI Price | MD | Nuclear | Nuclear | Nuclear | Capacity | MW | 1744.1 | 1744.1 | 1744.1 | 1744.1 | 1744.1 | 1744.1 | 1744.1
Case A Updated RGGI Price | MD | Hydro | Hydro | Hydro | Capacity | MW | 566.48 | 566.48 | 566.48 | 566.48 | 566.48 | 566.48 | 566.48
Case A Updated RGGI Price | MD | Solar PV | Solar PV | Solar PV | Capacity | MW | 1467.449 | 1563.249 | 1563.249 | 1563.249 | 1563.249 | 1563.249 | 1563.249
Case A Updated RGGI Price | MD | Onshore Wind | Onshore Wind | Onshore Wind | Capacity | MW | 260 | 260 | 260 | 260 | 260 | 260 | 260
Case A Updated RGGI Price | MD | Battery Storage | Battery Storage | Battery Storage | Capacity | MW | 6.5 | 6.5 | 6.5 | 6.5 | 6.5 | 6.5 | 6.5
Case A Updated RGGI Price | MD | Other RE | Other RE | Other RE | Capacity | MW | 131.2 | 73.7 | 73.7 | 73.7 | 73.7 | 73.7 | 73.7
Case A Updated RGGI Price | MD | Combined Cycle | New Combined Cycle | New Combined Cycle | Capacity | MW | 0 | 0 | 0 | 0 | 0 | 0 | 0
Case A Updated RGGI Price | MD | Combustion Turbine | New Combustion Turbine | New Combustion Turbine | Capacity | MW | 0 | 0 | 0 | 0 | 0 | 0 | 0
Case A Updated RGGI Price | MD | Other | New Other | New Other | Capacity | MW | 0 | 0 | 0 | 0 | 0 | 0 | 0
Case A Updated RGGI Price | MD | Other RE | New Other RE | New Other RE | Capacity | MW | 0 | 0 | 0 | 0 | 0 | 0 | 0
Case A Updated RGGI Price | MD | Solar PV | New Solar PV | New Solar PV | Capacity | MW | 0 | 0 | 0 | 0 | 0 | 3705.9303 | 3705.9303
Case A Updated RGGI Price | MD | Onshore Wind | New Onshore Wind | New Onshore Wind | Capacity | MW | 0 | 0 | 678 | 678 | 678 | 678 | 678
Case A Updated RGGI Price | MD | Offshore Wind | New Offshore Wind | New Offshore Wind | Capacity | MW | 0 | 1056.8 | 1056.8 | 1056.8 | 1056.8 | 1056.8 | 1056.8
Case A Updated RGGI Price | MD | Battery Storage | New Battery Storage | New Battery Storage | Capacity | MW | 1311.7734 | 1311.7734 | 1311.7734 | 1311.7734 | 1311.7734 | 1311.7734 | 1311.7734
Case A Updated RGGI Price | MD | Solar PV | New Solar PV | New Paired Solar PV | Capacity | MW | 0 | 0 | 0 | 0 | 2007.0193 | 2301.089 | 8301.089
Case A Updated RGGI Price | MD | Battery Storage | New Battery Storage | New Paired Battery Storage | Capacity | MW | 0 | 0 | 0 | 0 | 1204.2116 | 1380.6534 | 5019.5487
Case A Updated RGGI Price | MD | Hydrogen | New Hydrogen | New H2 CC | Capacity | MW | 0 | 0 | 0 | 0 | 0 | 0 | 0
Case A Updated RGGI Price | MD | Hydrogen | New Hydrogen | New H2 CT | Capacity | MW | 0 | 0 | 0 | 0 | 0 | 0 | 0
Case A Updated RGGI Price | MD | Retire Coal | Retire Coal | Retire Coal | Capacity | MW | 0 | 1275.497 | 0 | 0 | 0 | 0 | 0
Case A Updated RGGI Price | MD | Retire Combined Cycle | Retire Combined Cycle | Retire Combined Cycle | Capacity | MW | 0 | 0 | 0 | 0 | 0 | 0 | 0
Case A Updated RGGI Price | MD | Retire Combustion Turbine | Retire Combustion Turbine | Retire Combustion Turbine | Capacity | MW | 0 | 0 | 0 | 0 | 0 | 0 | 0
Case A Updated RGGI Price | MD | Retire Oil/Gas | Retire Oil/Gas | Retire Oil/Gas | Capacity | MW | 0 | 0 | 0 | 0 | 0 | 0 | 0
Case A Updated RGGI Price | MD | Retire Other | Retire Other | Retire Other | Capacity | MW | 0 | 57.5 | 57.5 | 57.5 | 57.5 | 57.5 | 57.5
Case A Updated RGGI Price | MD | Retire Nuclear | Retire Nuclear | Retire Nuclear | Capacity | MW | 0 | 0 | 0 | 0 | 0 | 0 | 0
Case A Updated RGGI Price | MA | Coal | Coal | Coal | Capacity | MW | 0 | 0 | 0 | 0 | 0 | 0 | 0
Case A Updated RGGI Price | MA | Coal with CCS | Coal with CCS | Coal with CCS | Capacity | MW | 0 | 0 | 0 | 0 | 0 | 0 | 0
Case A Updated RGGI Price | MA | Combined Cycle | Combined Cycle | Combined Cycle | Capacity | MW | 4853.0668 | 4778.1638 | 4778.1638 | 4778.1638 | 4778.1638 | 4778.1638 | 4778.1638
Case A Updated RGGI Price | MA | Combustion Turbine | Combustion Turbine | Combustion Turbine | Capacity | MW | 1330.142 | 1205.622 | 1205.622 | 1205.622 | 1205.622 | 1205.622 | 1205.622
Case A Updated RGGI Price | MA | Oil/Gas | Oil/Gas | Oil/Gas | Capacity | MW | 1143.9 | 25.1 | 25.1 | 25.1 | 25.1 | 25.1 | 25.1
Case A Updated RGGI Price | MA | Other | Other | Other | Capacity | MW | 0 | 0 | 0 | 0 | 0 | 0 | 0
Case A Updated RGGI Price | MA | Nuclear | Nuclear | Nuclear | Capacity | MW | 0 | 0 | 0 | 0 | 0 | 0 | 0
Case A Updated RGGI Price | MA | Hydro | Hydro | Hydro | Capacity | MW | 2073.133 | 2073.133 | 2073.133 | 2073.133 | 2073.133 | 2073.133 | 2073.133
Case A Updated RGGI Price | MA | Solar PV | Solar PV | Solar PV | Capacity | MW | 1269.7475 | 1269.7475 | 1269.7475 | 1269.7475 | 1269.7475 | 1269.7475 | 1269.7475
Case A Updated RGGI Price | MA | Onshore Wind | Onshore Wind | Onshore Wind | Capacity | MW | 117.949 | 117.949 | 117.949 | 117.949 | 117.949 | 117.949 | 117.949
Case A Updated RGGI Price | MA | Battery Storage | Battery Storage | Battery Storage | Capacity | MW | 406 | 1062 | 1062 | 1062 | 1062 | 1062 | 1062
Case A Updated RGGI Price | MA | Other RE | Other RE | Other RE | Capacity | MW | 286.899 | 219.899 | 219.899 | 219.899 | 219.899 | 219.899 | 219.899
Case A Updated RGGI Price | MA | Combined Cycle | New Combined Cycle | New Combined Cycle | Capacity | MW | 0 | 0 | 0 | 0 | 1046.533 | 1046.533 | 1046.533
Case A Updated RGGI Price | MA | Combustion Turbine | New Combustion Turbine | New Combustion Turbine | Capacity | MW | 0 | 0 | 0 | 0 | 0 | 0 | 0
Case A Updated RGGI Price | MA | Other | New Other | New Other | Capacity | MW | 0 | 0 | 0 | 0 | 0 | 0 | 0
Case A Updated RGGI Price | MA | Other RE | New Other RE | New Other RE | Capacity | MW | 0 | 0 | 0 | 0 | 0 | 0 | 0
Case A Updated RGGI Price | MA | Solar PV | New Solar PV | New Solar PV | Capacity | MW | 0 | 0 | 0 | 0 | 0 | 3811.6259 | 7576.8763
Case A Updated RGGI Price | MA | Onshore Wind | New Onshore Wind | New Onshore Wind | Capacity | MW | 0 | 0 | 0 | 0 | 0 | 0 | 0
Case A Updated RGGI Price | MA | Offshore Wind | New Offshore Wind | New Offshore Wind | Capacity | MW | 800 | 800 | 800 | 800 | 800 | 800 | 800
Case A Updated RGGI Price | MA | Battery Storage | New Battery Storage | New Battery Storage | Capacity | MW | 594 | 594 | 594 | 594 | 594 | 594 | 594
Case A Updated RGGI Price | MA | Solar PV | New Solar PV | New Paired Solar PV | Capacity | MW | 0 | 0 | 0 | 0 | 10.0581 | 198.4322 | 2433.1818
Case A Updated RGGI Price | MA | Battery Storage | New Battery Storage | New Paired Battery Storage | Capacity | MW | 0 | 0 | 0 | 0 | 6.0348 | 119.0593 | 1459.9091
Case A Updated RGGI Price | MA | Hydrogen | New Hydrogen | New H2 CC | Capacity | MW | 0 | 0 | 0 | 0 | 0 | 0 | 0
Case A Updated RGGI Price | MA | Hydrogen | New Hydrogen | New H2 CT | Capacity | MW | 0 | 0 | 0 | 0 | 0 | 0 | 0
Case A Updated RGGI Price | MA | Retire Coal | Retire Coal | Retire Coal | Capacity | MW | 0 | 0 | 0 | 0 | 0 | 0 | 0
Case A Updated RGGI Price | MA | Retire Combined Cycle | Retire Combined Cycle | Retire Combined Cycle | Capacity | MW | 0 | 0 | 0 | 0 | 0 | 0 | 0
Case A Updated RGGI Price | MA | Retire Combustion Turbine | Retire Combustion Turbine | Retire Combustion Turbine | Capacity | MW | 0 | 0 | 0 | 0 | 0 | 0 | 0
Case A Updated RGGI Price | MA | Retire Oil/Gas | Retire Oil/Gas | Retire Oil/Gas | Capacity | MW | 0 | 1118.8 | 1118.8 | 1118.8 | 1118.8 | 1118.8 | 1118.8
Case A Updated RGGI Price | MA | Retire Other | Retire Other | Retire Other | Capacity | MW | 0 | 67 | 67 | 67 | 67 | 67 | 67
Case A Updated RGGI Price | MA | Retire Nuclear | Retire Nuclear | Retire Nuclear | Capacity | MW | 0 | 0 | 0 | 0 | 0 | 0 | 0
Case A Updated RGGI Price | NH | Coal | Coal | Coal | Capacity | MW | 518.856 | 0 | 0 | 0 | 0 | 0 | 0
Case A Updated RGGI Price | NH | Coal with CCS | Coal with CCS | Coal with CCS | Capacity | MW | 0 | 0 | 0 | 0 | 0 | 0 | 0
Case A Updated RGGI Price | NH | Combined Cycle | Combined Cycle | Combined Cycle | Capacity | MW | 1183.694 | 1183.694 | 1183.694 | 1183.694 | 1183.694 | 1183.694 | 1183.694
Case A Updated RGGI Price | NH | Combustion Turbine | Combustion Turbine | Combustion Turbine | Capacity | MW | 89.61 | 89.61 | 89.61 | 89.61 | 89.61 | 89.61 | 89.61
Case A Updated RGGI Price | NH | Oil/Gas | Oil/Gas | Oil/Gas | Capacity | MW | 400.2 | 9.7653 | 9.7653 | 9.7653 | 9.7653 | 9.7653 | 9.7653
Case A Updated RGGI Price | NH | Other | Other | Other | Capacity | MW | 0 | 0 | 0 | 0 | 0 | 0 | 0
Case A Updated RGGI Price | NH | Nuclear | Nuclear | Nuclear | Capacity | MW | 1246 | 1246 | 1246 | 1246 | 1246 | 1246 | 1246
Case A Updated RGGI Price | NH | Hydro | Hydro | Hydro | Capacity | MW | 509.088 | 509.088 | 509.088 | 509.088 | 509.088 | 509.088 | 509.088
Case A Updated RGGI Price | NH | Solar PV | Solar PV | Solar PV | Capacity | MW | 107.7 | 107.7 | 107.7 | 107.7 | 107.7 | 107.7 | 107.7
Case A Updated RGGI Price | NH | Onshore Wind | Onshore Wind | Onshore Wind | Capacity | MW | 212.4 | 212.4 | 212.4 | 212.4 | 212.4 | 212.4 | 212.4
Case A Updated RGGI Price | NH | Battery Storage | Battery Storage | Battery Storage | Capacity | MW | 0 | 0 | 0 | 0 | 0 | 0 | 0
Case A Updated RGGI Price | NH | Other RE | Other RE | Other RE | Capacity | MW | 310.642 | 26.991 | 26.991 | 26.991 | 26.991 | 26.991 | 26.991
Case A Updated RGGI Price | NH | Combined Cycle | New Combined Cycle | New Combined Cycle | Capacity | MW | 0 | 0 | 0 | 0 | 0 | 0 | 0
Case A Updated RGGI Price | NH | Combustion Turbine | New Combustion Turbine | New Combustion Turbine | Capacity | MW | 0 | 0 | 0 | 0 | 0 | 0 | 0
Case A Updated RGGI Price | NH | Other | New Other | New Other | Capacity | MW | 0 | 0 | 0 | 0 | 0 | 0 | 0
Case A Updated RGGI Price | NH | Other RE | New Other RE | New Other RE | Capacity | MW | 0 | 0 | 0 | 0 | 0 | 0 | 0
Case A Updated RGGI Price | NH | Solar PV | New Solar PV | New Solar PV | Capacity | MW | 0 | 0 | 0 | 0 | 0 | 0 | 0
Case A Updated RGGI Price | NH | Onshore Wind | New Onshore Wind | New Onshore Wind | Capacity | MW | 0 | 0 | 0 | 0 | 0 | 0 | 0
Case A Updated RGGI Price | NH | Offshore Wind | New Offshore Wind | New Offshore Wind | Capacity | MW | 0 | 0 | 0 | 0 | 0 | 0 | 0
Case A Updated RGGI Price | NH | Battery Storage | New Battery Storage | New Battery Storage | Capacity | MW | 0 | 0 | 0 | 0 | 0 | 0 | 0
Case A Updated RGGI Price | NH | Solar PV | New Solar PV | New Paired Solar PV | Capacity | MW | 0 | 0 | 0 | 0 | 0 | 0 | 0
Case A Updated RGGI Price | NH | Battery Storage | New Battery Storage | New Paired Battery Storage | Capacity | MW | 0 | 0 | 0 | 0 | 0 | 0 | 0
Case A Updated RGGI Price | NH | Hydrogen | New Hydrogen | New H2 CC | Capacity | MW | 0 | 0 | 0 | 0 | 0 | 0 | 0
Case A Updated RGGI Price | NH | Hydrogen | New Hydrogen | New H2 CT | Capacity | MW | 0 | 0 | 0 | 0 | 0 | 0 | 0
Case A Updated RGGI Price | NH | Retire Coal | Retire Coal | Retire Coal | Capacity | MW | 0 | 518.856 | 518.856 | 518.856 | 518.856 | 518.856 | 518.856
Case A Updated RGGI Price | NH | Retire Combined Cycle | Retire Combined Cycle | Retire Combined Cycle | Capacity | MW | 0 | 0 | 0 | 0 | 0 | 0 | 0
Case A Updated RGGI Price | NH | Retire Combustion Turbine | Retire Combustion Turbine | Retire Combustion Turbine | Capacity | MW | 0 | 0 | 0 | 0 | 0 | 0 | 0
Case A Updated RGGI Price | NH | Retire Oil/Gas | Retire Oil/Gas | Retire Oil/Gas | Capacity | MW | 0 | 390.4347 | 390.4347 | 390.4347 | 390.4347 | 390.4347 | 390.4347
Case A Updated RGGI Price | NH | Retire Other | Retire Other | Retire Other | Capacity | MW | 0 | 283.651 | 283.651 | 283.651 | 283.651 | 283.651 | 283.651
Case A Updated RGGI Price | NH | Retire Nuclear | Retire Nuclear | Retire Nuclear | Capacity | MW | 0 | 0 | 0 | 0 | 0 | 0 | 0
Case A Updated RGGI Price | NJ | Coal | Coal | Coal | Capacity | MW | 0 | 0 | 0 | 0 | 0 | 0 | 0
Case A Updated RGGI Price | NJ | Coal with CCS | Coal with CCS | Coal with CCS | Capacity | MW | 0 | 0 | 0 | 0 | 0 | 0 | 0
Case A Updated RGGI Price | NJ | Combined Cycle | Combined Cycle | Combined Cycle | Capacity | MW | 7360.779 | 7360.779 | 7360.779 | 7360.779 | 7360.779 | 7360.779 | 7360.779
Case A Updated RGGI Price | NJ | Combustion Turbine | Combustion Turbine | Combustion Turbine | Capacity | MW | 1953.08 | 1953.08 | 1953.08 | 1953.08 | 1953.08 | 1953.08 | 1953.08
Case A Updated RGGI Price | NJ | Oil/Gas | Oil/Gas | Oil/Gas | Capacity | MW | 0.6 | 0.6 | 0.6 | 0.6 | 0.6 | 0.6 | 0.6
Case A Updated RGGI Price | NJ | Other | Other | Other | Capacity | MW | 0 | 0 | 0 | 0 | 0 | 0 | 0
Case A Updated RGGI Price | NJ | Nuclear | Nuclear | Nuclear | Capacity | MW | 3500 | 3500 | 3500 | 3500 | 2326 | 2326 | 2326
Case A Updated RGGI Price | NJ | Hydro | Hydro | Hydro | Capacity | MW | 404.8 | 404.8 | 404.8 | 404.8 | 404.8 | 404.8 | 404.8
Case A Updated RGGI Price | NJ | Solar PV | Solar PV | Solar PV | Capacity | MW | 1409.281 | 1739.581 | 1739.581 | 1739.581 | 1739.581 | 1739.581 | 1739.581
Case A Updated RGGI Price | NJ | Onshore Wind | Onshore Wind | Onshore Wind | Capacity | MW | 9 | 9 | 9 | 9 | 9 | 9 | 9
Case A Updated RGGI Price | NJ | Battery Storage | Battery Storage | Battery Storage | Capacity | MW | 145.3 | 195.3 | 195.3 | 195.3 | 195.3 | 195.3 | 195.3
Case A Updated RGGI Price | NJ | Other RE | Other RE | Other RE | Capacity | MW | 251.331 | 218.875 | 218.875 | 210.875 | 210.875 | 210.875 | 210.875
Case A Updated RGGI Price | NJ | Combined Cycle | New Combined Cycle | New Combined Cycle | Capacity | MW | 0 | 0 | 0 | 0 | 0 | 0 | 0
Case A Updated RGGI Price | NJ | Combustion Turbine | New Combustion Turbine | New Combustion Turbine | Capacity | MW | 0 | 0 | 5 | 5 | 5 | 5 | 5
Case A Updated RGGI Price | NJ | Other | New Other | New Other | Capacity | MW | 0 | 0 | 0 | 0 | 0 | 0 | 0
Case A Updated RGGI Price | NJ | Other RE | New Other RE | New Other RE | Capacity | MW | 0 | 0 | 0 | 0 | 0 | 0 | 0
Case A Updated RGGI Price | NJ | Solar PV | New Solar PV | New Solar PV | Capacity | MW | 0 | 0 | 0 | 0 | 0 | 0 | 3600.0554
Case A Updated RGGI Price | NJ | Onshore Wind | New Onshore Wind | New Onshore Wind | Capacity | MW | 0 | 0 | 0 | 0 | 0 | 0 | 0
Case A Updated RGGI Price | NJ | Offshore Wind | New Offshore Wind | New Offshore Wind | Capacity | MW | 0 | 0 | 1148 | 4890 | 4890 | 4890 | 4890
Case A Updated RGGI Price | NJ | Battery Storage | New Battery Storage | New Battery Storage | Capacity | MW | 299.0537 | 299.0537 | 299.0537 | 299.0537 | 299.0537 | 299.0537 | 299.0537
Case A Updated RGGI Price | NJ | Solar PV | New Solar PV | New Paired Solar PV | Capacity | MW | 0 | 0 | 0 | 0 | 0 | 0 | 2399.9446
Case A Updated RGGI Price | NJ | Battery Storage | New Battery Storage | New Paired Battery Storage | Capacity | MW | 0 | 0 | 0 | 0 | 0 | 0 | 1439.9668
Case A Updated RGGI Price | NJ | Hydrogen | New Hydrogen | New H2 CC | Capacity | MW | 0 | 0 | 0 | 0 | 0 | 0 | 0
Case A Updated RGGI Price | NJ | Hydrogen | New Hydrogen | New H2 CT | Capacity | MW | 0 | 0 | 0 | 0 | 0 | 0 | 0
Case A Updated RGGI Price | NJ | Retire Coal | Retire Coal | Retire Coal | Capacity | MW | 0 | 0 | 0 | 0 | 0 | 0 | 0
Case A Updated RGGI Price | NJ | Retire Combined Cycle | Retire Combined Cycle | Retire Combined Cycle | Capacity | MW | 0 | 0 | 0 | 0 | 0 | 0 | 0
Case A Updated RGGI Price | NJ | Retire Combustion Turbine | Retire Combustion Turbine | Retire Combustion Turbine | Capacity | MW | 0 | 0 | 0 | 0 | 0 | 0 | 0
Case A Updated RGGI Price | NJ | Retire Oil/Gas | Retire Oil/Gas | Retire Oil/Gas | Capacity | MW | 0 | 0 | 0 | 0 | 0 | 0 | 0
Case A Updated RGGI Price | NJ | Retire Other | Retire Other | Retire Other | Capacity | MW | 0 | 32.456 | 32.456 | 40.456 | 40.456 | 40.456 | 40.456
Case A Updated RGGI Price | NJ | Retire Nuclear | Retire Nuclear | Retire Nuclear | Capacity | MW | 0 | 0 | 0 | 0 | 1174 | 1174 | 1174
Case A Updated RGGI Price | NY | Coal | Coal | Coal | Capacity | MW | 0 | 0 | 0 | 0 | 0 | 0 | 0
Case A Updated RGGI Price | NY | Coal with CCS | Coal with CCS | Coal with CCS | Capacity | MW | 0 | 0 | 0 | 0 | 0 | 0 | 0
Case A Updated RGGI Price | NY | Combined Cycle | Combined Cycle | Combined Cycle | Capacity | MW | 11182.063 | 11160.9532 | 11146.5376 | 11145.9643 | 11143.2594 | 11143.2594 | 11143.2594
Case A Updated RGGI Price | NY | Combustion Turbine | Combustion Turbine | Combustion Turbine | Capacity | MW | 4073.342 | 3464.642 | 3464.642 | 3464.642 | 3464.642 | 3464.642 | 3461.183
Case A Updated RGGI Price | NY | Oil/Gas | Oil/Gas | Oil/Gas | Capacity | MW | 10861.2 | 6864.3338 | 6864.3338 | 6864.3338 | 6864.3338 | 6864.3338 | 5261.3705
Case A Updated RGGI Price | NY | Other | Other | Other | Capacity | MW | 150 | 150 | 150 | 150 | 150 | 150 | 150
Case A Updated RGGI Price | NY | Nuclear | Nuclear | Nuclear | Capacity | MW | 3333.6 | 3333.6 | 3333.6 | 3333.6 | 3333.6 | 3333.6 | 3333.6
Case A Updated RGGI Price | NY | Hydro | Hydro | Hydro | Capacity | MW | 5704.745 | 5704.745 | 5704.745 | 5704.745 | 5704.745 | 5704.745 | 5704.745
Case A Updated RGGI Price | NY | Solar PV | Solar PV | Solar PV | Capacity | MW | 9090.156 | 9838.156 | 9838.156 | 9838.156 | 9838.156 | 9838.156 | 9838.156
Case A Updated RGGI Price | NY | Onshore Wind | Onshore Wind | Onshore Wind | Capacity | MW | 3804.472 | 3804.472 | 3804.472 | 3804.472 | 3804.472 | 3804.472 | 3804.472
Case A Updated RGGI Price | NY | Offshore Wind | Offshore Wind | Offshore Wind | Capacity | MW | 136 | 1876 | 1876 | 1876 | 1876 | 1876 | 1876
Case A Updated RGGI Price | NY | Battery Storage | Battery Storage | Battery Storage | Capacity | MW | 415 | 1492 | 1492 | 1492 | 1492 | 1492 | 1492
Case A Updated RGGI Price | NY | Other RE | Other RE | Other RE | Capacity | MW | 516.165 | 292.639 | 292.639 | 292.639 | 292.639 | 292.639 | 292.639
Case A Updated RGGI Price | NY | Combined Cycle | New Combined Cycle | New Combined Cycle | Capacity | MW | 0 | 0 | 0 | 65.864 | 371.037 | 831.2454 | 831.2454
Case A Updated RGGI Price | NY | Combustion Turbine | New Combustion Turbine | New Combustion Turbine | Capacity | MW | 0 | 0 | 0 | 0 | 0 | 0 | 0
Case A Updated RGGI Price | NY | Other | New Other | New Other | Capacity | MW | 0 | 0 | 0 | 0 | 0 | 0 | 0
Case A Updated RGGI Price | NY | Other RE | New Other RE | New Other RE | Capacity | MW | 0 | 0 | 0 | 0 | 0 | 0 | 0
Case A Updated RGGI Price | NY | Solar PV | New Solar PV | New Solar PV | Capacity | MW | 0 | 0 | 0 | 0 | 0 | 0 | 0
Case A Updated RGGI Price | NY | Onshore Wind | New Onshore Wind | New Onshore Wind | Capacity | MW | 0 | 0 | 2961.5252 | 2961.5252 | 2961.5252 | 2961.5252 | 10461.5252
Case A Updated RGGI Price | NY | Offshore Wind | New Offshore Wind | New Offshore Wind | Capacity | MW | 0 | 0 | 0 | 0 | 0 | 0 | 0
Case A Updated RGGI Price | NY | Battery Storage | New Battery Storage | New Battery Storage | Capacity | MW | 0 | 5580.8627 | 6726.3933 | 8673.3136 | 9625.8864 | 9625.8864 | 9625.8864
Case A Updated RGGI Price | NY | Solar PV | New Solar PV | New Paired Solar PV | Capacity | MW | 0 | 0 | 0 | 0 | 0 | 226.5905 | 2333.7434
Case A Updated RGGI Price | NY | Battery Storage | New Battery Storage | New Paired Battery Storage | Capacity | MW | 0 | 0 | 0 | 0 | 0 | 135.9543 | 1400.246
Case A Updated RGGI Price | NY | Hydrogen | New Hydrogen | New H2 CC | Capacity | MW | 0 | 0 | 0 | 0 | 0 | 0 | 0
Case A Updated RGGI Price | NY | Hydrogen | New Hydrogen | New H2 CT | Capacity | MW | 0 | 0 | 0 | 0 | 0 | 0 | 0
Case A Updated RGGI Price | NY | Retire Coal | Retire Coal | Retire Coal | Capacity | MW | 0 | 0 | 0 | 0 | 0 | 0 | 0
Case A Updated RGGI Price | NY | Retire Combined Cycle | Retire Combined Cycle | Retire Combined Cycle | Capacity | MW | 0 | 21.1098 | 35.5254 | 35.5254 | 35.5254 | 35.5254 | 35.5254
Case A Updated RGGI Price | NY | Retire Combustion Turbine | Retire Combustion Turbine | Retire Combustion Turbine | Capacity | MW | 0 | 0 | 0 | 0 | 0 | 0 | 3.459
Case A Updated RGGI Price | NY | Retire Oil/Gas | Retire Oil/Gas | Retire Oil/Gas | Capacity | MW | 0 | 3996.8662 | 3996.8662 | 3996.8662 | 3996.8662 | 3996.8662 | 5599.8295
Case A Updated RGGI Price | NY | Retire Other | Retire Other | Retire Other | Capacity | MW | 0 | 223.526 | 223.526 | 223.526 | 223.526 | 223.526 | 223.526
Case A Updated RGGI Price | NY | Retire Nuclear | Retire Nuclear | Retire Nuclear | Capacity | MW | 0 | 0 | 0 | 0 | 0 | 0 | 0
Case A Updated RGGI Price | RI | Coal | Coal | Coal | Capacity | MW | 0 | 0 | 0 | 0 | 0 | 0 | 0
Case A Updated RGGI Price | RI | Coal with CCS | Coal with CCS | Coal with CCS | Capacity | MW | 0 | 0 | 0 | 0 | 0 | 0 | 0
Case A Updated RGGI Price | RI | Combined Cycle | Combined Cycle | Combined Cycle | Capacity | MW | 1812.772 | 1812.772 | 1812.772 | 1812.772 | 1812.772 | 1812.772 | 1812.772
Case A Updated RGGI Price | RI | Combustion Turbine | Combustion Turbine | Combustion Turbine | Capacity | MW | 9.56 | 9.56 | 9.56 | 9.56 | 9.56 | 9.56 | 3.96
Case A Updated RGGI Price | RI | Oil/Gas | Oil/Gas | Oil/Gas | Capacity | MW | 0 | 0 | 0 | 0 | 0 | 0 | 0
Case A Updated RGGI Price | RI | Other | Other | Other | Capacity | MW | 0 | 0 | 0 | 0 | 0 | 0 | 0
Case A Updated RGGI Price | RI | Nuclear | Nuclear | Nuclear | Capacity | MW | 0 | 0 | 0 | 0 | 0 | 0 | 0
Case A Updated RGGI Price | RI | Hydro | Hydro | Hydro | Capacity | MW | 3.156 | 3.156 | 3.156 | 3.156 | 3.156 | 3.156 | 3.156
Case A Updated RGGI Price | RI | Solar PV | Solar PV | Solar PV | Capacity | MW | 244.8 | 244.8 | 244.8 | 244.8 | 244.8 | 244.8 | 244.8
Case A Updated RGGI Price | RI | Onshore Wind | Onshore Wind | Onshore Wind | Capacity | MW | 54.5 | 54.5 | 54.5 | 54.5 | 54.5 | 54.5 | 54.5
Case A Updated RGGI Price | RI | Battery Storage | Battery Storage | Battery Storage | Capacity | MW | 0 | 0 | 0 | 0 | 0 | 0 | 0
Case A Updated RGGI Price | RI | Other RE | Other RE | Other RE | Capacity | MW | 55.543 | 53.863 | 53.863 | 53.863 | 53.863 | 53.863 | 53.863
Case A Updated RGGI Price | RI | Combined Cycle | New Combined Cycle | New Combined Cycle | Capacity | MW | 0 | 0 | 0 | 0 | 0 | 0 | 0
Case A Updated RGGI Price | RI | Combustion Turbine | New Combustion Turbine | New Combustion Turbine | Capacity | MW | 0 | 0 | 0 | 0 | 0 | 0 | 0
Case A Updated RGGI Price | RI | Other | New Other | New Other | Capacity | MW | 0 | 0 | 0 | 0 | 0 | 0 | 0
Case A Updated RGGI Price | RI | Other RE | New Other RE | New Other RE | Capacity | MW | 0 | 0 | 0 | 0 | 0 | 0 | 0
Case A Updated RGGI Price | RI | Solar PV | New Solar PV | New Solar PV | Capacity | MW | 0 | 0 | 0 | 0 | 0 | 2079.2691 | 6334.3258
Case A Updated RGGI Price | RI | Onshore Wind | New Onshore Wind | New Onshore Wind | Capacity | MW | 0 | 0 | 0 | 0 | 0 | 0 | 0
Case A Updated RGGI Price | RI | Offshore Wind | New Offshore Wind | New Offshore Wind | Capacity | MW | 430 | 430 | 430 | 430 | 430 | 430 | 430
Case A Updated RGGI Price | RI | Battery Storage | New Battery Storage | New Battery Storage | Capacity | MW | 0 | 0 | 0 | 0 | 0 | 0 | 0
Case A Updated RGGI Price | RI | Solar PV | New Solar PV | New Paired Solar PV | Capacity | MW | 0 | 0 | 0 | 0 | 0 | 352.8877 | 1430.4742
Case A Updated RGGI Price | RI | Battery Storage | New Battery Storage | New Paired Battery Storage | Capacity | MW | 0 | 0 | 0 | 0 | 0 | 211.7326 | 858.2845
Case A Updated RGGI Price | RI | Hydrogen | New Hydrogen | New H2 CC | Capacity | MW | 0 | 0 | 0 | 0 | 0 | 0 | 0
Case A Updated RGGI Price | RI | Hydrogen | New Hydrogen | New H2 CT | Capacity | MW | 0 | 0 | 0 | 0 | 0 | 0 | 0
Case A Updated RGGI Price | RI | Retire Coal | Retire Coal | Retire Coal | Capacity | MW | 0 | 0 | 0 | 0 | 0 | 0 | 0
Case A Updated RGGI Price | RI | Retire Combined Cycle | Retire Combined Cycle | Retire Combined Cycle | Capacity | MW | 0 | 0 | 0 | 0 | 0 | 0 | 0
Case A Updated RGGI Price | RI | Retire Combustion Turbine | Retire Combustion Turbine | Retire Combustion Turbine | Capacity | MW | 0 | 0 | 0 | 0 | 0 | 0 | 5.6
Case A Updated RGGI Price | RI | Retire Oil/Gas | Retire Oil/Gas | Retire Oil/Gas | Capacity | MW | 0 | 0 | 0 | 0 | 0 | 0 | 0
Case A Updated RGGI Price | RI | Retire Other | Retire Other | Retire Other | Capacity | MW | 0 | 1.68 | 1.68 | 1.68 | 1.68 | 1.68 | 1.68
Case A Updated RGGI Price | RI | Retire Nuclear | Retire Nuclear | Retire Nuclear | Capacity | MW | 0 | 0 | 0 | 0 | 0 | 0 | 0
Case A Updated RGGI Price | VT | Coal | Coal | Coal | Capacity | MW | 0 | 0 | 0 | 0 | 0 | 0 | 0
Case A Updated RGGI Price | VT | Coal with CCS | Coal with CCS | Coal with CCS | Capacity | MW | 0 | 0 | 0 | 0 | 0 | 0 | 0
Case A Updated RGGI Price | VT | Combined Cycle | Combined Cycle | Combined Cycle | Capacity | MW | 0 | 0 | 0 | 0 | 0 | 0 | 0
Case A Updated RGGI Price | VT | Combustion Turbine | Combustion Turbine | Combustion Turbine | Capacity | MW | 141.839 | 127.794 | 127.794 | 127.794 | 127.794 | 127.794 | 127.794
Case A Updated RGGI Price | VT | Oil/Gas | Oil/Gas | Oil/Gas | Capacity | MW | 0 | 0 | 0 | 0 | 0 | 0 | 0
Case A Updated RGGI Price | VT | Other | Other | Other | Capacity | MW | 0 | 0 | 0 | 0 | 0 | 0 | 0
Case A Updated RGGI Price | VT | Nuclear | Nuclear | Nuclear | Capacity | MW | 0 | 0 | 0 | 0 | 0 | 0 | 0
Case A Updated RGGI Price | VT | Hydro | Hydro | Hydro | Capacity | MW | 319.202 | 319.202 | 319.202 | 319.202 | 319.202 | 319.202 | 319.202
Case A Updated RGGI Price | VT | Solar PV | Solar PV | Solar PV | Capacity | MW | 140.52 | 230.52 | 230.52 | 230.52 | 230.52 | 230.52 | 230.52
Case A Updated RGGI Price | VT | Onshore Wind | Onshore Wind | Onshore Wind | Capacity | MW | 151.2 | 151.2 | 151.2 | 151.2 | 151.2 | 151.2 | 151.2
Case A Updated RGGI Price | VT | Battery Storage | Battery Storage | Battery Storage | Capacity | MW | 0 | 0 | 0 | 0 | 0 | 0 | 0
Case A Updated RGGI Price | VT | Other RE | Other RE | Other RE | Capacity | MW | 75.7 | 3.7 | 3.7 | 3.7 | 3.7 | 3.7 | 3.7
Case A Updated RGGI Price | VT | Combined Cycle | New Combined Cycle | New Combined Cycle | Capacity | MW | 0 | 0 | 0 | 0 | 0 | 0 | 0
Case A Updated RGGI Price | VT | Combustion Turbine | New Combustion Turbine | New Combustion Turbine | Capacity | MW | 0 | 0 | 0 | 0 | 0 | 0 | 0
Case A Updated RGGI Price | VT | Other | New Other | New Other | Capacity | MW | 0 | 0 | 0 | 0 | 0 | 0 | 0
Case A Updated RGGI Price | VT | Other RE | New Other RE | New Other RE | Capacity | MW | 0 | 0 | 0 | 0 | 0 | 0 | 0
Case A Updated RGGI Price | VT | Solar PV | New Solar PV | New Solar PV | Capacity | MW | 0 | 0 | 0 | 0 | 0 | 0 | 0
Case A Updated RGGI Price | VT | Onshore Wind | New Onshore Wind | New Onshore Wind | Capacity | MW | 0 | 0 | 3292 | 3419 | 6014 | 6014 | 6014
Case A Updated RGGI Price | VT | Offshore Wind | New Offshore Wind | New Offshore Wind | Capacity | MW | 0 | 0 | 0 | 0 | 0 | 0 | 0
Case A Updated RGGI Price | VT | Battery Storage | New Battery Storage | New Battery Storage | Capacity | MW | 0 | 0 | 0 | 0 | 0 | 0 | 0
Case A Updated RGGI Price | VT | Solar PV | New Solar PV | New Paired Solar PV | Capacity | MW | 0 | 0 | 0 | 0 | 417.9957 | 1630.0325 | 1921.1259
Case A Updated RGGI Price | VT | Battery Storage | New Battery Storage | New Paired Battery Storage | Capacity | MW | 0 | 0 | 0 | 0 | 250.7974 | 978.0195 | 1152.6756
Case A Updated RGGI Price | VT | Hydrogen | New Hydrogen | New H2 CC | Capacity | MW | 0 | 0 | 0 | 0 | 0 | 0 | 0
Case A Updated RGGI Price | VT | Hydrogen | New Hydrogen | New H2 CT | Capacity | MW | 0 | 0 | 0 | 0 | 0 | 0 | 0
Case A Updated RGGI Price | VT | Retire Coal | Retire Coal | Retire Coal | Capacity | MW | 0 | 0 | 0 | 0 | 0 | 0 | 0
Case A Updated RGGI Price | VT | Retire Combined Cycle | Retire Combined Cycle | Retire Combined Cycle | Capacity | MW | 0 | 0 | 0 | 0 | 0 | 0 | 0
Case A Updated RGGI Price | VT | Retire Combustion Turbine | Retire Combustion Turbine | Retire Combustion Turbine | Capacity | MW | 0 | 0 | 0 | 0 | 0 | 0 | 0
Case A Updated RGGI Price | VT | Retire Oil/Gas | Retire Oil/Gas | Retire Oil/Gas | Capacity | MW | 0 | 0 | 0 | 0 | 0 | 0 | 0
Case A Updated RGGI Price | VT | Retire Other | Retire Other | Retire Other | Capacity | MW | 0 | 72 | 72 | 72 | 72 | 72 | 72
Case A Updated RGGI Price | VT | Retire Nuclear | Retire Nuclear | Retire Nuclear | Capacity | MW | 0 | 0 | 0 | 0 | 0 | 0 | 0
Case A Updated RGGI Price | NY | Imports | Imports Zone D (HQ) | 122739 | Capacity | MW | 1485 | 1485 | 1485 | 1485 | 1485 | 1485 | 1485
Case A Updated RGGI Price | NY | Imports | Imports Zone J (CHPE) | 122738 | Capacity | MW | 0 | 1250 | 1250 | 1250 | 1250 | 1250 | 1250
Case A Updated RGGI Price | MA | Imports | Clean Energy Connect Import | 4390 | Capacity | MW | 0 | 1200 | 1200 | 1200 | 1200 | 1200 | 1200
Case A Updated RGGI Price | CT | Imports | Imports |  | Capacity | MW | 0 | 0 | 0 | 0 | 0 | 0 | 0
Case A Updated RGGI Price | DE | Imports | Imports |  | Capacity | MW | 0 | 0 | 0 | 0 | 0 | 0 | 0
Case A Updated RGGI Price | ME | Imports | Imports |  | Capacity | MW | 0 | 0 | 0 | 0 | 0 | 0 | 0
Case A Updated RGGI Price | MD | Imports | Imports |  | Capacity | MW | 0 | 0 | 0 | 0 | 0 | 0 | 0
Case A Updated RGGI Price | NH | Imports | Imports |  | Capacity | MW | 0 | 0 | 0 | 0 | 0 | 0 | 0
Case A Updated RGGI Price | NJ | Imports | Imports |  | Capacity | MW | 0 | 0 | 0 | 0 | 0 | 0 | 0
Case A Updated RGGI Price | RI | Imports | Imports |  | Capacity | MW | 0 | 0 | 0 | 0 | 0 | 0 | 0
Case A Updated RGGI Price | VT | Imports | Imports |  | Capacity | MW | 0 | 0 | 0 | 0 | 0 | 0 | 0
Case A Updated RGGI Price | 10-State Contributions | Imports | Imports Zone D (HQ) | 122739 | Capacity | MW | 1485 | 1485 | 1485 | 1485 | 1485 | 1485 | 1485
Case A Updated RGGI Price | 10-State Contributions | Imports | Imports Zone J (CHPE) | 122738 | Capacity | MW | 0 | 1250 | 1250 | 1250 | 1250 | 1250 | 1250
Case A Updated RGGI Price | 10-State Contributions | Imports | Clean Energy Connect Import | 4390 | Capacity | MW | 0 | 1200 | 1200 | 1200 | 1200 | 1200 | 1200
Case A Updated RGGI Price | CT | Coal | Coal | Coal | Generation | GWh | 0 | 0 | 0 | 0 | 0 | 0 | 0
Case A Updated RGGI Price | CT | Coal with CCS | Coal with CCS | Coal with CCS | Generation | GWh | 0 | 0 | 0 | 0 | 0 | 0 | 0
Case A Updated RGGI Price | CT | Combined Cycle | Combined Cycle | Combined Cycle | Generation | GWh | 17242.513 | 17887.611 | 10177.3106 | 11997.0885 | 9044.4879 | 8673.3723 | 3235.2102
Case A Updated RGGI Price | CT | Combustion Turbine | Combustion Turbine | Combustion Turbine | Generation | GWh | 4.73 | 44.284 | 152.08 | 158.358 | 150.341 | 167.899 | 30.5556
Case A Updated RGGI Price | CT | Oil/Gas | Oil/Gas | Oil/Gas | Generation | GWh | 0 | 39.1837 | 76.159 | 64.9238 | 0 | 0 | 0
Case A Updated RGGI Price | CT | Other | Other | Other | Generation | GWh | 49.056 | 49.056 | 49.056 | 49.056 | 49.056 | 49.056 | 49.056
Case A Updated RGGI Price | CT | Nuclear | Nuclear | Nuclear | Generation | GWh | 16661.5627 | 16661.5627 | 16661.5627 | 16661.5627 | 16661.5627 | 16661.5627 | 16661.5627
Case A Updated RGGI Price | CT | Hydro | Hydro | Hydro | Generation | GWh | 537.4624 | 537.3944 | 540.5133 | 540.2213 | 538.4293 | 539.6253 | 539.4784
Case A Updated RGGI Price | CT | Solar PV | Solar PV | Solar PV | Generation | GWh | 902.3652 | 902.3652 | 902.3652 | 902.3652 | 902.2326 | 902.3387 | 888.4697
Case A Updated RGGI Price | CT | Onshore Wind | Onshore Wind | Onshore Wind | Generation | GWh | 14.4408 | 14.4408 | 14.4408 | 14.4408 | 14.4408 | 14.4408 | 14.4408
Case A Updated RGGI Price | CT | Battery Storage | Battery Storage | Battery Storage | Generation | GWh | 0 | 2.7121 | 42.9119 | 18.0973 | 19.4195 | 91.6132 | 108.7991
Case A Updated RGGI Price | CT | Other RE | Other RE | Other RE | Generation | GWh | 1839.7323 | 1748.8533 | 1748.8533 | 1748.8533 | 1749.2123 | 1760.6851 | 1769.4051
Case A Updated RGGI Price | CT | Combined Cycle | New Combined Cycle | New Combined Cycle | Generation | GWh | 0 | 0 | 0 | 0 | 0 | 0 | 0
Case A Updated RGGI Price | CT | Combustion Turbine | New Combustion Turbine | New Combustion Turbine | Generation | GWh | 0 | 0 | 0 | 0 | 0 | 0 | 0
Case A Updated RGGI Price | CT | Other | New Other | New Other | Generation | GWh | 0 | 0 | 0 | 0 | 0 | 0 | 0
Case A Updated RGGI Price | CT | Other RE | New Other RE | New Other RE | Generation | GWh | 0 | 0 | 0 | 342.7584 | 342.7584 | 342.7584 | 342.7584
Case A Updated RGGI Price | CT | Solar PV | New Solar PV | New Solar PV | Generation | GWh | 0 | 0 | 0 | 0 | 0 | 0 | 2376.2127
Case A Updated RGGI Price | CT | Onshore Wind | New Onshore Wind | New Onshore Wind | Generation | GWh | 0 | 0 | 0 | 0 | 0 | 0 | 0
Case A Updated RGGI Price | CT | Offshore Wind | New Offshore Wind | New Offshore Wind | Generation | GWh | 418.3982 | 1251.6288 | 1251.6288 | 1251.6288 | 1251.6288 | 1251.6288 | 1251.6288
Case A Updated RGGI Price | CT | Battery Storage | New Battery Storage | New Battery Storage | Generation | GWh | 0 | 0 | 0 | 0 | 0 | 0 | 0
Case A Updated RGGI Price | CT | Solar PV | New Solar PV | New Paired Solar PV | Generation | GWh | 0 | 0 | 0 | 0 | 0 | 0 | 0
Case A Updated RGGI Price | CT | Battery Storage | New Battery Storage | New Paired Battery Storage | Generation | GWh | 0 | 0 | 0 | 0 | 0 | 0 | 0
Case A Updated RGGI Price | CT | Hydrogen | New Hydrogen | New H2 CC | Generation | GWh | 0 | 0 | 0 | 0 | 0 | 0 | 0
Case A Updated RGGI Price | CT | Hydrogen | New Hydrogen | New H2 CT | Generation | GWh | 0 | 0 | 0 | 0 | 0 | 0 | 0
Case A Updated RGGI Price | DE | Coal | Coal | Coal | Generation | GWh | 279 | 0 | 0 | 0 | 0 | 0 | 0
Case A Updated RGGI Price | DE | Coal with CCS | Coal with CCS | Coal with CCS | Generation | GWh | 0 | 0 | 0 | 0 | 0 | 0 | 0
Case A Updated RGGI Price | DE | Combined Cycle | Combined Cycle | Combined Cycle | Generation | GWh | 2474.1847 | 614.6774 | 695.4956 | 782.0091 | 1205.8355 | 854.1819 | 854.1819
Case A Updated RGGI Price | DE | Combustion Turbine | Combustion Turbine | Combustion Turbine | Generation | GWh | 26.7326 | 14.52 | 14.52 | 30.03 | 19.4857 | 3.41 | 3.41
Case A Updated RGGI Price | DE | Oil/Gas | Oil/Gas | Oil/Gas | Generation | GWh | 66 | 66 | 71.6901 | 69.8295 | 77.7281 | 63.9888 | 22.08
Case A Updated RGGI Price | DE | Other | Other | Other | Generation | GWh | 0 | 0 | 0 | 0 | 0 | 0 | 0
Case A Updated RGGI Price | DE | Nuclear | Nuclear | Nuclear | Generation | GWh | 0 | 0 | 0 | 0 | 0 | 0 | 0
Case A Updated RGGI Price | DE | Hydro | Hydro | Hydro | Generation | GWh | 0 | 0 | 0 | 0 | 0 | 0 | 0
Case A Updated RGGI Price | DE | Solar PV | Solar PV | Solar PV | Generation | GWh | 551.5145 | 551.5145 | 551.5145 | 551.5145 | 551.5145 | 551.5145 | 551.5145
Case A Updated RGGI Price | DE | Onshore Wind | Onshore Wind | Onshore Wind | Generation | GWh | 5.3733 | 5.3733 | 5.3733 | 5.3733 | 5.3733 | 5.3733 | 5.3733
Case A Updated RGGI Price | DE | Battery Storage | Battery Storage | Battery Storage | Generation | GWh | 0 | 0 | 0 | 0 | 0 | 0 | 0
Case A Updated RGGI Price | DE | Other RE | Other RE | Other RE | Generation | GWh | 43.173 | 43.173 | 43.173 | 43.173 | 43.8933 | 45.5033 | 70.0065
Case A Updated RGGI Price | DE | Combined Cycle | New Combined Cycle | New Combined Cycle | Generation | GWh | 0 | 0 | 0 | 0 | 0 | 0 | 0
Case A Updated RGGI Price | DE | Combustion Turbine | New Combustion Turbine | New Combustion Turbine | Generation | GWh | 0 | 0 | 20.3256 | 46.1944 | 20.3256 | 4.4347 | 207.6902
Case A Updated RGGI Price | DE | Other | New Other | New Other | Generation | GWh | 0 | 0 | 0 | 0 | 0 | 0 | 0
Case A Updated RGGI Price | DE | Other RE | New Other RE | New Other RE | Generation | GWh | 0 | 0 | 0 | 0 | 0 | 0 | 0
Case A Updated RGGI Price | DE | Solar PV | New Solar PV | New Solar PV | Generation | GWh | 0 | 0 | 0 | 0 | 0 | 0 | 5013.5598
Case A Updated RGGI Price | DE | Onshore Wind | New Onshore Wind | New Onshore Wind | Generation | GWh | 0 | 0 | 0 | 0 | 0 | 0 | 0
Case A Updated RGGI Price | DE | Offshore Wind | New Offshore Wind | New Offshore Wind | Generation | GWh | 0 | 0 | 0 | 0 | 0 | 0 | 0
Case A Updated RGGI Price | DE | Battery Storage | New Battery Storage | New Battery Storage | Generation | GWh | 121.4421 | 121.4421 | 121.4421 | 121.4421 | 113.1242 | 113.1242 | 121.4421
Case A Updated RGGI Price | DE | Solar PV | New Solar PV | New Paired Solar PV | Generation | GWh | 0 | 0 | 0 | 0 | 0 | 0 | 0
Case A Updated RGGI Price | DE | Battery Storage | New Battery Storage | New Paired Battery Storage | Generation | GWh | 0 | 0 | 0 | 0 | 0 | 0 | 51.4003
Case A Updated RGGI Price | DE | Hydrogen | New Hydrogen | New H2 CC | Generation | GWh | 0 | 0 | 0 | 0 | 0 | 0 | 0
Case A Updated RGGI Price | DE | Hydrogen | New Hydrogen | New H2 CT | Generation | GWh | 0 | 0 | 0 | 0 | 0 | 0 | 0
Case A Updated RGGI Price | ME | Coal | Coal | Coal | Generation | GWh | 0 | 0 | 0 | 0 | 0 | 0 | 0
Case A Updated RGGI Price | ME | Coal with CCS | Coal with CCS | Coal with CCS | Generation | GWh | 0 | 0 | 0 | 0 | 0 | 0 | 0
Case A Updated RGGI Price | ME | Combined Cycle | Combined Cycle | Combined Cycle | Generation | GWh | 1418.7334 | 823.1419 | 26.85 | 580.6792 | 605.6655 | 11.0378 | 2.1
Case A Updated RGGI Price | ME | Combustion Turbine | Combustion Turbine | Combustion Turbine | Generation | GWh | 0 | 0.165 | 0.165 | 0.5388 | 1.2905 | 4.5331 | 0.045
Case A Updated RGGI Price | ME | Oil/Gas | Oil/Gas | Oil/Gas | Generation | GWh | 14.9616 | 11.016 | 6.624 | 6.624 | 10.164 | 9.7951 | 0
Case A Updated RGGI Price | ME | Other | Other | Other | Generation | GWh | 0 | 0 | 0 | 0 | 0 | 0 | 0
Case A Updated RGGI Price | ME | Nuclear | Nuclear | Nuclear | Generation | GWh | 0 | 0 | 0 | 0 | 0 | 0 | 0
Case A Updated RGGI Price | ME | Hydro | Hydro | Hydro | Generation | GWh | 2722.6363 | 2722.6363 | 2722.6363 | 2722.6363 | 2722.6363 | 2722.6363 | 1833.3927
Case A Updated RGGI Price | ME | Solar PV | Solar PV | Solar PV | Generation | GWh | 1322.9446 | 1432.5937 | 1432.5937 | 1432.5937 | 1431.0756 | 1430.8335 | 1331.2195
Case A Updated RGGI Price | ME | Onshore Wind | Onshore Wind | Onshore Wind | Generation | GWh | 3759.48 | 3939.3215 | 3939.3215 | 3939.3215 | 3772.1477 | 3836.8628 | 3144.1753
Case A Updated RGGI Price | ME | Battery Storage | Battery Storage | Battery Storage | Generation | GWh | 0.28265 | 12.7512 | 201.1321 | 216.8471 | 234.6321 | 258.7028 | 202.7214
Case A Updated RGGI Price | ME | Other RE | Other RE | Other RE | Generation | GWh | 1115.4651 | 469.6164 | 297.6142 | 308.3921 | 246.7147 | 248.0599 | 243.1369
Case A Updated RGGI Price | ME | Combined Cycle | New Combined Cycle | New Combined Cycle | Generation | GWh | 0 | 0 | 0 | 0 | 0 | 0 | 0
Case A Updated RGGI Price | ME | Combustion Turbine | New Combustion Turbine | New Combustion Turbine | Generation | GWh | 0 | 0 | 0 | 0 | 0 | 0 | 26.0998
Case A Updated RGGI Price | ME | Other | New Other | New Other | Generation | GWh | 0 | 0 | 0 | 0 | 0 | 0 | 0
Case A Updated RGGI Price | ME | Other RE | New Other RE | New Other RE | Generation | GWh | 0 | 0 | 0 | 0 | 0 | 0 | 0
Case A Updated RGGI Price | ME | Solar PV | New Solar PV | New Solar PV | Generation | GWh | 0 | 0 | 0 | 0 | 0 | 0 | 0
Case A Updated RGGI Price | ME | Onshore Wind | New Onshore Wind | New Onshore Wind | Generation | GWh | 0 | 2799.737 | 10158.6648 | 10158.6648 | 10158.6648 | 11814.6603 | 17187.1181
Case A Updated RGGI Price | ME | Offshore Wind | New Offshore Wind | New Offshore Wind | Generation | GWh | 51.1276 | 51.1276 | 51.1276 | 51.1276 | 46.3341 | 46.9063 | 40.4548
Case A Updated RGGI Price | ME | Battery Storage | New Battery Storage | New Battery Storage | Generation | GWh | 0 | 0 | 0 | 0 | 0 | 0 | 0
Case A Updated RGGI Price | ME | Solar PV | New Solar PV | New Paired Solar PV | Generation | GWh | 0 | 0 | 0 | 0 | 0 | 0 | 0
Case A Updated RGGI Price | ME | Battery Storage | New Battery Storage | New Paired Battery Storage | Generation | GWh | 0 | 0 | 0 | 0 | 0 | 0 | 0
Case A Updated RGGI Price | ME | Hydrogen | New Hydrogen | New H2 CC | Generation | GWh | 0 | 0 | 0 | 0 | 0 | 0 | 0
Case A Updated RGGI Price | ME | Hydrogen | New Hydrogen | New H2 CT | Generation | GWh | 0 | 0 | 0 | 0 | 0 | 0 | 0
Case A Updated RGGI Price | MD | Coal | Coal | Coal | Generation | GWh | 0 | 0 | 0 | 0 | 0 | 0 | 0
Case A Updated RGGI Price | MD | Coal with CCS | Coal with CCS | Coal with CCS | Generation | GWh | 0 | 0 | 0 | 0 | 0 | 0 | 0
Case A Updated RGGI Price | MD | Combined Cycle | Combined Cycle | Combined Cycle | Generation | GWh | 4340.1309 | 3313.4325 | 2538.2238 | 3889.0788 | 4620.5308 | 3117.8028 | 62.3338
Case A Updated RGGI Price | MD | Combustion Turbine | Combustion Turbine | Combustion Turbine | Generation | GWh | 15.2908 | 12.6508 | 10.9228 | 13.5628 | 14.6628 | 10.9228 | 31.0902
Case A Updated RGGI Price | MD | Oil/Gas | Oil/Gas | Oil/Gas | Generation | GWh | 0 | 0 | 0 | 0 | 0 | 0 | 0
Case A Updated RGGI Price | MD | Other | Other | Other | Generation | GWh | 0 | 0 | 0 | 0 | 0 | 0 | 0
Case A Updated RGGI Price | MD | Nuclear | Nuclear | Nuclear | Generation | GWh | 14796.3086 | 14796.3086 | 14796.3086 | 14796.3086 | 14796.3086 | 14796.3086 | 14796.3086
Case A Updated RGGI Price | MD | Hydro | Hydro | Hydro | Generation | GWh | 1814.9909 | 1814.9909 | 1814.9909 | 1814.9909 | 1814.9909 | 1814.9909 | 1814.9909
Case A Updated RGGI Price | MD | Solar PV | Solar PV | Solar PV | Generation | GWh | 2246.9392 | 3178.5283 | 3226.9526 | 3226.9526 | 3226.9526 | 3226.9526 | 3226.9526
Case A Updated RGGI Price | MD | Onshore Wind | Onshore Wind | Onshore Wind | Generation | GWh | 706.308 | 754.6725 | 754.6725 | 754.6725 | 754.6725 | 754.6725 | 754.6725
Case A Updated RGGI Price | MD | Battery Storage | Battery Storage | Battery Storage | Generation | GWh | 0.81638 | 2.5175 | 3.9193 | 3.6435 | 1.2986 | 1.874 | 8.6676
Case A Updated RGGI Price | MD | Other RE | Other RE | Other RE | Generation | GWh | 698.2808 | 595.7048 | 595.7048 | 595.7048 | 595.7048 | 595.7048 | 595.7048
Case A Updated RGGI Price | MD | Combined Cycle | New Combined Cycle | New Combined Cycle | Generation | GWh | 0 | 0 | 0 | 0 | 0 | 0 | 0
Case A Updated RGGI Price | MD | Combustion Turbine | New Combustion Turbine | New Combustion Turbine | Generation | GWh | 0 | 0 | 0 | 0 | 0 | 0 | 0
Case A Updated RGGI Price | MD | Other | New Other | New Other | Generation | GWh | 0 | 0 | 0 | 0 | 0 | 0 | 0
Case A Updated RGGI Price | MD | Other RE | New Other RE | New Other RE | Generation | GWh | 0 | 0 | 0 | 0 | 0 | 0 | 0
Case A Updated RGGI Price | MD | Solar PV | New Solar PV | New Solar PV | Generation | GWh | 0 | 0 | 0 | 0 | 0 | 7851.9239 | 7851.9239
Case A Updated RGGI Price | MD | Onshore Wind | New Onshore Wind | New Onshore Wind | Generation | GWh | 0 | 0 | 2882.4308 | 2882.4308 | 2882.4308 | 2882.4308 | 2882.4308
Case A Updated RGGI Price | MD | Offshore Wind | New Offshore Wind | New Offshore Wind | Generation | GWh | 0 | 4079.1159 | 4079.1159 | 4079.1159 | 4079.1159 | 4079.1159 | 4079.1159
Case A Updated RGGI Price | MD | Battery Storage | New Battery Storage | New Battery Storage | Generation | GWh | 1582.9076 | 1624.339 | 1760.571 | 1790.975 | 902.3356 | 1455.4291 | 1915.1892
Case A Updated RGGI Price | MD | Solar PV | New Solar PV | New Paired Solar PV | Generation | GWh | 0 | 0 | 0 | 0 | 4310.5561 | 4942.1413 | 17828.5823
Case A Updated RGGI Price | MD | Battery Storage | New Battery Storage | New Paired Battery Storage | Generation | GWh | 0 | 0 | 0 | 0 | 1252.1541 | 1955.0725 | 7328.5411
Case A Updated RGGI Price | MD | Hydrogen | New Hydrogen | New H2 CC | Generation | GWh | 0 | 0 | 0 | 0 | 0 | 0 | 0
Case A Updated RGGI Price | MD | Hydrogen | New Hydrogen | New H2 CT | Generation | GWh | 0 | 0 | 0 | 0 | 0 | 0 | 0
Case A Updated RGGI Price | MA | Coal | Coal | Coal | Generation | GWh | 0 | 0 | 0 | 0 | 0 | 0 | 0
Case A Updated RGGI Price | MA | Coal with CCS | Coal with CCS | Coal with CCS | Generation | GWh | 0 | 0 | 0 | 0 | 0 | 0 | 0
Case A Updated RGGI Price | MA | Combined Cycle | Combined Cycle | Combined Cycle | Generation | GWh | 11406.6198 | 12421.7926 | 9519.704 | 10925.8921 | 9653.439 | 6807.9445 | 3495.4636
Case A Updated RGGI Price | MA | Combustion Turbine | Combustion Turbine | Combustion Turbine | Generation | GWh | 6.155 | 114.9069 | 108.1285 | 116.6056 | 110.5444 | 120.4109 | 72.3388
Case A Updated RGGI Price | MA | Oil/Gas | Oil/Gas | Oil/Gas | Generation | GWh | 3.2853 | 47.2699 | 58.8917 | 58.8917 | 58.7594 | 38.5286 | 17.1567
Case A Updated RGGI Price | MA | Other | Other | Other | Generation | GWh | 0 | 0 | 0 | 0 | 0 | 0 | 0
Case A Updated RGGI Price | MA | Nuclear | Nuclear | Nuclear | Generation | GWh | 0 | 0 | 0 | 0 | 0 | 0 | 0
Case A Updated RGGI Price | MA | Hydro | Hydro | Hydro | Generation | GWh | 1071.7882 | 1057.4292 | 1251.9412 | 1164.1969 | 1073.7431 | 1342.3511 | 1935.8631
Case A Updated RGGI Price | MA | Solar PV | Solar PV | Solar PV | Generation | GWh | 2664.415 | 2664.415 | 2664.415 | 2664.415 | 2664.415 | 2664.415 | 2664.415
Case A Updated RGGI Price | MA | Onshore Wind | Onshore Wind | Onshore Wind | Generation | GWh | 304.7983 | 304.7983 | 304.7983 | 304.7983 | 304.7983 | 304.7983 | 304.7983
Case A Updated RGGI Price | MA | Battery Storage | Battery Storage | Battery Storage | Generation | GWh | 0.08871 | 60.6673 | 67.3431 | 76.7721 | 62.8441 | 118.0107 | 487.5323
Case A Updated RGGI Price | MA | Other RE | Other RE | Other RE | Generation | GWh | 1984.5291 | 1842.0771 | 1842.0771 | 1842.0771 | 1842.0771 | 1842.0771 | 1842.0771
Case A Updated RGGI Price | MA | Combined Cycle | New Combined Cycle | New Combined Cycle | Generation | GWh | 0 | 0 | 0 | 0 | 3667.0516 | 3667.0516 | 3667.0516
Case A Updated RGGI Price | MA | Combustion Turbine | New Combustion Turbine | New Combustion Turbine | Generation | GWh | 0 | 0 | 0 | 0 | 0 | 0 | 0
Case A Updated RGGI Price | MA | Other | New Other | New Other | Generation | GWh | 0 | 0 | 0 | 0 | 0 | 0 | 0
Case A Updated RGGI Price | MA | Other RE | New Other RE | New Other RE | Generation | GWh | 0 | 0 | 0 | 0 | 0 | 0 | 0
Case A Updated RGGI Price | MA | Solar PV | New Solar PV | New Solar PV | Generation | GWh | 0 | 0 | 0 | 0 | 0 | 7961.2223 | 15922.1004
Case A Updated RGGI Price | MA | Onshore Wind | New Onshore Wind | New Onshore Wind | Generation | GWh | 0 | 0 | 0 | 0 | 0 | 0 | 0
Case A Updated RGGI Price | MA | Offshore Wind | New Offshore Wind | New Offshore Wind | Generation | GWh | 3293.76 | 3293.76 | 3293.76 | 3293.76 | 3293.76 | 3293.76 | 3293.76
Case A Updated RGGI Price | MA | Battery Storage | New Battery Storage | New Battery Storage | Generation | GWh | 674.1374 | 532.1667 | 549.8393 | 509.8859 | 605.7023 | 854.0641 | 867.24
Case A Updated RGGI Price | MA | Solar PV | New Solar PV | New Paired Solar PV | Generation | GWh | 0 | 0 | 0 | 0 | 20.6264 | 406.9307 | 4989.7985
Case A Updated RGGI Price | MA | Battery Storage | New Battery Storage | New Paired Battery Storage | Generation | GWh | 0 | 0 | 0 | 0 | 6.8046 | 164.0391 | 2131.4673
Case A Updated RGGI Price | MA | Hydrogen | New Hydrogen | New H2 CC | Generation | GWh | 0 | 0 | 0 | 0 | 0 | 0 | 0
Case A Updated RGGI Price | MA | Hydrogen | New Hydrogen | New H2 CT | Generation | GWh | 0 | 0 | 0 | 0 | 0 | 0 | 0
Case A Updated RGGI Price | NH | Coal | Coal | Coal | Generation | GWh | 560.3645 | 0 | 0 | 0 | 0 | 0 | 0
Case A Updated RGGI Price | NH | Coal with CCS | Coal with CCS | Coal with CCS | Generation | GWh | 0 | 0 | 0 | 0 | 0 | 0 | 0
Case A Updated RGGI Price | NH | Combined Cycle | Combined Cycle | Combined Cycle | Generation | GWh | 1528.8338 | 1745.6811 | 1548.0085 | 2184.3036 | 2475.7581 | 816.1751 | 9.9908
Case A Updated RGGI Price | NH | Combustion Turbine | Combustion Turbine | Combustion Turbine | Generation | GWh | 0.66044 | 20.4046 | 21.286 | 22.3139 | 20.3597 | 22.6016 | 4.723
Case A Updated RGGI Price | NH | Oil/Gas | Oil/Gas | Oil/Gas | Generation | GWh | 0 | 0 | 0 | 0 | 0 | 0 | 0
Case A Updated RGGI Price | NH | Other | Other | Other | Generation | GWh | 0 | 0 | 0 | 0 | 0 | 0 | 0
Case A Updated RGGI Price | NH | Nuclear | Nuclear | Nuclear | Generation | GWh | 10063.3808 | 10063.3808 | 10063.3808 | 10063.3808 | 10063.3808 | 10063.3808 | 10063.3808
Case A Updated RGGI Price | NH | Hydro | Hydro | Hydro | Generation | GWh | 1406.0808 | 1406.0808 | 1406.0808 | 1406.0808 | 1406.0808 | 1406.0808 | 1406.0807
Case A Updated RGGI Price | NH | Solar PV | Solar PV | Solar PV | Generation | GWh | 232.8486 | 232.8486 | 232.8486 | 232.8486 | 232.8486 | 232.8486 | 232.8486
Case A Updated RGGI Price | NH | Onshore Wind | Onshore Wind | Onshore Wind | Generation | GWh | 666.5463 | 666.5463 | 666.5463 | 666.5463 | 666.5463 | 666.5463 | 666.5463
Case A Updated RGGI Price | NH | Battery Storage | Battery Storage | Battery Storage | Generation | GWh | 0 | 0 | 0 | 0 | 0 | 0 | 0
Case A Updated RGGI Price | NH | Other RE | Other RE | Other RE | Generation | GWh | 531.5703 | 194.8465 | 194.8465 | 194.8465 | 194.8465 | 194.8465 | 194.8465
Case A Updated RGGI Price | NH | Combined Cycle | New Combined Cycle | New Combined Cycle | Generation | GWh | 0 | 0 | 0 | 0 | 0 | 0 | 0
Case A Updated RGGI Price | NH | Combustion Turbine | New Combustion Turbine | New Combustion Turbine | Generation | GWh | 0 | 0 | 0 | 0 | 0 | 0 | 0
Case A Updated RGGI Price | NH | Other | New Other | New Other | Generation | GWh | 0 | 0 | 0 | 0 | 0 | 0 | 0
Case A Updated RGGI Price | NH | Other RE | New Other RE | New Other RE | Generation | GWh | 0 | 0 | 0 | 0 | 0 | 0 | 0
Case A Updated RGGI Price | NH | Solar PV | New Solar PV | New Solar PV | Generation | GWh | 0 | 0 | 0 | 0 | 0 | 0 | 0
Case A Updated RGGI Price | NH | Onshore Wind | New Onshore Wind | New Onshore Wind | Generation | GWh | 0 | 0 | 0 | 0 | 0 | 0 | 0
Case A Updated RGGI Price | NH | Offshore Wind | New Offshore Wind | New Offshore Wind | Generation | GWh | 0 | 0 | 0 | 0 | 0 | 0 | 0
Case A Updated RGGI Price | NH | Battery Storage | New Battery Storage | New Battery Storage | Generation | GWh | 0 | 0 | 0 | 0 | 0 | 0 | 0
Case A Updated RGGI Price | NH | Solar PV | New Solar PV | New Paired Solar PV | Generation | GWh | 0 | 0 | 0 | 0 | 0 | 0 | 0
Case A Updated RGGI Price | NH | Battery Storage | New Battery Storage | New Paired Battery Storage | Generation | GWh | 0 | 0 | 0 | 0 | 0 | 0 | 0
Case A Updated RGGI Price | NH | Hydrogen | New Hydrogen | New H2 CC | Generation | GWh | 0 | 0 | 0 | 0 | 0 | 0 | 0
Case A Updated RGGI Price | NH | Hydrogen | New Hydrogen | New H2 CT | Generation | GWh | 0 | 0 | 0 | 0 | 0 | 0 | 0
Case A Updated RGGI Price | NJ | Coal | Coal | Coal | Generation | GWh | 0 | 0 | 0 | 0 | 0 | 0 | 0
Case A Updated RGGI Price | NJ | Coal with CCS | Coal with CCS | Coal with CCS | Generation | GWh | 0 | 0 | 0 | 0 | 0 | 0 | 0
Case A Updated RGGI Price | NJ | Combined Cycle | Combined Cycle | Combined Cycle | Generation | GWh | 12605.3121 | 9549.2301 | 7098.6141 | 5447.1373 | 8602.1049 | 8590.5967 | 5589.2377
Case A Updated RGGI Price | NJ | Combustion Turbine | Combustion Turbine | Combustion Turbine | Generation | GWh | 111.5488 | 30.5174 | 29.3768 | 8.2878 | 22.3879 | 20.6651 | 189.2196
Case A Updated RGGI Price | NJ | Oil/Gas | Oil/Gas | Oil/Gas | Generation | GWh | 0 | 0 | 0 | 0 | 0 | 0 | 0
Case A Updated RGGI Price | NJ | Other | Other | Other | Generation | GWh | 0 | 0 | 0 | 0 | 0 | 0 | 0
Case A Updated RGGI Price | NJ | Nuclear | Nuclear | Nuclear | Generation | GWh | 27397.7464 | 27397.7464 | 27397.7464 | 27397.7464 | 17473.7591 | 17473.7591 | 17473.7591
Case A Updated RGGI Price | NJ | Hydro | Hydro | Hydro | Generation | GWh | 124.7661 | 196.8542 | 166.9962 | 128.4329 | 69.0546 | 165.2526 | 293.1525
Case A Updated RGGI Price | NJ | Solar PV | Solar PV | Solar PV | Generation | GWh | 2946.8438 | 3665.5182 | 3665.5182 | 3665.5182 | 3665.5182 | 3665.5182 | 3665.5182
Case A Updated RGGI Price | NJ | Onshore Wind | Onshore Wind | Onshore Wind | Generation | GWh | 25.399 | 25.399 | 25.399 | 25.399 | 25.399 | 25.399 | 25.399
Case A Updated RGGI Price | NJ | Battery Storage | Battery Storage | Battery Storage | Generation | GWh | 53.901 | 129.3728 | 155.1365 | 74.6098 | 51.7887 | 77.997 | 167.8789
Case A Updated RGGI Price | NJ | Other RE | Other RE | Other RE | Generation | GWh | 1712.8531 | 1711.8931 | 1710.3811 | 1678.9651 | 1678.9651 | 1678.9651 | 1678.9651
Case A Updated RGGI Price | NJ | Combined Cycle | New Combined Cycle | New Combined Cycle | Generation | GWh | 0 | 0 | 0 | 0 | 0 | 0 | 0
Case A Updated RGGI Price | NJ | Combustion Turbine | New Combustion Turbine | New Combustion Turbine | Generation | GWh | 0 | 0 | 0.55 | 0.35842 | 0.55 | 0.145 | 2.485
Case A Updated RGGI Price | NJ | Other | New Other | New Other | Generation | GWh | 0 | 0 | 0 | 0 | 0 | 0 | 0
Case A Updated RGGI Price | NJ | Other RE | New Other RE | New Other RE | Generation | GWh | 0 | 0 | 0 | 0 | 0 | 0 | 0
Case A Updated RGGI Price | NJ | Solar PV | New Solar PV | New Solar PV | Generation | GWh | 0 | 0 | 0 | 0 | 0 | 0 | 7440.6933
Case A Updated RGGI Price | NJ | Onshore Wind | New Onshore Wind | New Onshore Wind | Generation | GWh | 0 | 0 | 0 | 0 | 0 | 0 | 0
Case A Updated RGGI Price | NJ | Offshore Wind | New Offshore Wind | New Offshore Wind | Generation | GWh | 0 | 0 | 4726.5456 | 20133.108 | 20133.108 | 20133.108 | 20133.108
Case A Updated RGGI Price | NJ | Battery Storage | New Battery Storage | New Battery Storage | Generation | GWh | 420.2593 | 436.6185 | 436.6185 | 436.6185 | 427.6297 | 436.6185 | 436.6184
Case A Updated RGGI Price | NJ | Solar PV | New Solar PV | New Paired Solar PV | Generation | GWh | 0 | 0 | 0 | 0 | 0 | 0 | 4966.7283
Case A Updated RGGI Price | NJ | Battery Storage | New Battery Storage | New Paired Battery Storage | Generation | GWh | 0 | 0 | 0 | 0 | 0 | 0 | 2102.3515
Case A Updated RGGI Price | NJ | Hydrogen | New Hydrogen | New H2 CC | Generation | GWh | 0 | 0 | 0 | 0 | 0 | 0 | 0
Case A Updated RGGI Price | NJ | Hydrogen | New Hydrogen | New H2 CT | Generation | GWh | 0 | 0 | 0 | 0 | 0 | 0 | 0
Case A Updated RGGI Price | NY | Coal | Coal | Coal | Generation | GWh | 0 | 0 | 0 | 0 | 0 | 0 | 0
Case A Updated RGGI Price | NY | Coal with CCS | Coal with CCS | Coal with CCS | Generation | GWh | 0 | 0 | 0 | 0 | 0 | 0 | 0
Case A Updated RGGI Price | NY | Combined Cycle | Combined Cycle | Combined Cycle | Generation | GWh | 40948.1837 | 34653.6987 | 30499.7258 | 29452.1361 | 34932.5463 | 33997.7812 | 31265.8429
Case A Updated RGGI Price | NY | Combustion Turbine | Combustion Turbine | Combustion Turbine | Generation | GWh | 2187.7874 | 349.1594 | 540.8439 | 756.0691 | 717.18 | 753.0329 | 1072.9862
Case A Updated RGGI Price | NY | Oil/Gas | Oil/Gas | Oil/Gas | Generation | GWh | 7894.8499 | 1740.9155 | 2274.306 | 3002.4857 | 2258.2168 | 3003.5429 | 5110.4528
Case A Updated RGGI Price | NY | Other | Other | Other | Generation | GWh | 882.06 | 1314 | 1314 | 1314 | 1314 | 1314 | 1309.2
Case A Updated RGGI Price | NY | Nuclear | Nuclear | Nuclear | Generation | GWh | 25714.7998 | 25770.701 | 25714.0764 | 26312.2239 | 25831.3439 | 25823.4706 | 25941.5591
Case A Updated RGGI Price | NY | Hydro | Hydro | Hydro | Generation | GWh | 27059.3256 | 27033.5278 | 27127.8841 | 26911.8672 | 26658.5484 | 26940.9759 | 27057.6966
Case A Updated RGGI Price | NY | Solar PV | Solar PV | Solar PV | Generation | GWh | 14032.4445 | 15368.161 | 14593.1998 | 15965.6366 | 15891.4988 | 15254.4081 | 14147.7733
Case A Updated RGGI Price | NY | Onshore Wind | Onshore Wind | Onshore Wind | Generation | GWh | 10410.9374 | 11996.2237 | 11876.2017 | 12660.9409 | 12288.9605 | 12333.1237 | 12084.3545
Case A Updated RGGI Price | NY | Offshore Wind | Offshore Wind | Offshore Wind | Generation | GWh | 575.5479 | 7600.8566 | 7363.568 | 7486.6053 | 7738.4928 | 7699.7409 | 7445.0754
Case A Updated RGGI Price | NY | Battery Storage | Battery Storage | Battery Storage | Generation | GWh | 271.3247 | 1505.5998 | 1550.5968 | 993.2471 | 676.0913 | 890.2466 | 1141.5598
Case A Updated RGGI Price | NY | Other RE | Other RE | Other RE | Generation | GWh | 2148.7897 | 2244.5779 | 2005.1288 | 2162.7834 | 2231.3072 | 2149.2339 | 1928.5324
Case A Updated RGGI Price | NY | Combined Cycle | New Combined Cycle | New Combined Cycle | Generation | GWh | 0 | 0 | 0 | 230.7874 | 1300.1136 | 2912.684 | 2912.684
Case A Updated RGGI Price | NY | Combustion Turbine | New Combustion Turbine | New Combustion Turbine | Generation | GWh | 0 | 0 | 0 | 0 | 0 | 0 | 0
Case A Updated RGGI Price | NY | Other | New Other | New Other | Generation | GWh | 0 | 0 | 0 | 0 | 0 | 0 | 0
Case A Updated RGGI Price | NY | Other RE | New Other RE | New Other RE | Generation | GWh | 0 | 0 | 0 | 0 | 0 | 0 | 0
Case A Updated RGGI Price | NY | Solar PV | New Solar PV | New Solar PV | Generation | GWh | 0 | 0 | 0 | 0 | 0 | 0 | 0
Case A Updated RGGI Price | NY | Onshore Wind | New Onshore Wind | New Onshore Wind | Generation | GWh | 0 | 0 | 10751.4684 | 11063.8123 | 11025.6894 | 10990.8083 | 38462.2055
Case A Updated RGGI Price | NY | Offshore Wind | New Offshore Wind | New Offshore Wind | Generation | GWh | 0 | 0 | 0 | 0 | 0 | 0 | 0
Case A Updated RGGI Price | NY | Battery Storage | New Battery Storage | New Battery Storage | Generation | GWh | 0 | 3753.3618 | 4275.0218 | 2486.394 | 3001.0908 | 3594.6056 | 5168.9851
Case A Updated RGGI Price | NY | Solar PV | New Solar PV | New Paired Solar PV | Generation | GWh | 0 | 0 | 0 | 0 | 0 | 481.9599 | 4238.2825
Case A Updated RGGI Price | NY | Battery Storage | New Battery Storage | New Paired Battery Storage | Generation | GWh | 0 | 0 | 0 | 0 | 0 | 195.3939 | 2044.3592
Case A Updated RGGI Price | NY | Hydrogen | New Hydrogen | New H2 CC | Generation | GWh | 0 | 0 | 0 | 0 | 0 | 0 | 0
Case A Updated RGGI Price | NY | Hydrogen | New Hydrogen | New H2 CT | Generation | GWh | 0 | 0 | 0 | 0 | 0 | 0 | 0
Case A Updated RGGI Price | RI | Coal | Coal | Coal | Generation | GWh | 0 | 0 | 0 | 0 | 0 | 0 | 0
Case A Updated RGGI Price | RI | Coal with CCS | Coal with CCS | Coal with CCS | Generation | GWh | 0 | 0 | 0 | 0 | 0 | 0 | 0
Case A Updated RGGI Price | RI | Combined Cycle | Combined Cycle | Combined Cycle | Generation | GWh | 5812.3123 | 6176.3152 | 5458.7187 | 6305.845 | 6307.0526 | 4166.9572 | 3069.957
Case A Updated RGGI Price | RI | Combustion Turbine | Combustion Turbine | Combustion Turbine | Generation | GWh | 44.7464 | 45.182 | 45.182 | 45.182 | 45.182 | 45.05 | 0
Case A Updated RGGI Price | RI | Oil/Gas | Oil/Gas | Oil/Gas | Generation | GWh | 0 | 0 | 0 | 0 | 0 | 0 | 0
Case A Updated RGGI Price | RI | Other | Other | Other | Generation | GWh | 0 | 0 | 0 | 0 | 0 | 0 | 0
Case A Updated RGGI Price | RI | Nuclear | Nuclear | Nuclear | Generation | GWh | 0 | 0 | 0 | 0 | 0 | 0 | 0
Case A Updated RGGI Price | RI | Hydro | Hydro | Hydro | Generation | GWh | 8.3612 | 8.3612 | 8.3612 | 8.3612 | 8.3612 | 8.3612 | 8.3612
Case A Updated RGGI Price | RI | Solar PV | Solar PV | Solar PV | Generation | GWh | 530.6188 | 530.6188 | 530.6188 | 530.6188 | 530.6188 | 530.6188 | 530.6188
Case A Updated RGGI Price | RI | Onshore Wind | Onshore Wind | Onshore Wind | Generation | GWh | 140.4231 | 140.4231 | 140.4231 | 140.4231 | 140.4231 | 140.4231 | 140.4231
Case A Updated RGGI Price | RI | Battery Storage | Battery Storage | Battery Storage | Generation | GWh | 0 | 0 | 0 | 0 | 0 | 0 | 0
Case A Updated RGGI Price | RI | Other RE | Other RE | Other RE | Generation | GWh | 333.9608 | 331.3496 | 329.772 | 331.8232 | 331.8232 | 303.7912 | 321.452
Case A Updated RGGI Price | RI | Combined Cycle | New Combined Cycle | New Combined Cycle | Generation | GWh | 0 | 0 | 0 | 0 | 0 | 0 | 0
Case A Updated RGGI Price | RI | Combustion Turbine | New Combustion Turbine | New Combustion Turbine | Generation | GWh | 0 | 0 | 0 | 0 | 0 | 0 | 0
Case A Updated RGGI Price | RI | Other | New Other | New Other | Generation | GWh | 0 | 0 | 0 | 0 | 0 | 0 | 0
Case A Updated RGGI Price | RI | Other RE | New Other RE | New Other RE | Generation | GWh | 0 | 0 | 0 | 0 | 0 | 0 | 0
Case A Updated RGGI Price | RI | Solar PV | New Solar PV | New Solar PV | Generation | GWh | 0 | 0 | 0 | 0 | 0 | 4380.2693 | 13454.1506
Case A Updated RGGI Price | RI | Onshore Wind | New Onshore Wind | New Onshore Wind | Generation | GWh | 0 | 0 | 0 | 0 | 0 | 0 | 0
Case A Updated RGGI Price | RI | Offshore Wind | New Offshore Wind | New Offshore Wind | Generation | GWh | 669.0993 | 1765.4554 | 1765.4554 | 1765.4554 | 1765.4554 | 1765.4554 | 1765.4554
Case A Updated RGGI Price | RI | Battery Storage | New Battery Storage | New Battery Storage | Generation | GWh | 0 | 0 | 0 | 0 | 0 | 0 | 0
Case A Updated RGGI Price | RI | Solar PV | New Solar PV | New Paired Solar PV | Generation | GWh | 0 | 0 | 0 | 0 | 0 | 729.9037 | 2958.7558
Case A Updated RGGI Price | RI | Battery Storage | New Battery Storage | New Paired Battery Storage | Generation | GWh | 0 | 0 | 0 | 0 | 0 | 308.0709 | 1253.0954
Case A Updated RGGI Price | RI | Hydrogen | New Hydrogen | New H2 CC | Generation | GWh | 0 | 0 | 0 | 0 | 0 | 0 | 0
Case A Updated RGGI Price | RI | Hydrogen | New Hydrogen | New H2 CT | Generation | GWh | 0 | 0 | 0 | 0 | 0 | 0 | 0
Case A Updated RGGI Price | VT | Coal | Coal | Coal | Generation | GWh | 0 | 0 | 0 | 0 | 0 | 0 | 0
Case A Updated RGGI Price | VT | Coal with CCS | Coal with CCS | Coal with CCS | Generation | GWh | 0 | 0 | 0 | 0 | 0 | 0 | 0
Case A Updated RGGI Price | VT | Combined Cycle | Combined Cycle | Combined Cycle | Generation | GWh | 0 | 0 | 0 | 0 | 0 | 0 | 0
Case A Updated RGGI Price | VT | Combustion Turbine | Combustion Turbine | Combustion Turbine | Generation | GWh | 1.231 | 0.79376 | 0.10824 | 0.10824 | 0.10824 | 0 | 0
Case A Updated RGGI Price | VT | Oil/Gas | Oil/Gas | Oil/Gas | Generation | GWh | 0 | 0 | 0 | 0 | 0 | 0 | 0
Case A Updated RGGI Price | VT | Other | Other | Other | Generation | GWh | 0 | 0 | 0 | 0 | 0 | 0 | 0
Case A Updated RGGI Price | VT | Nuclear | Nuclear | Nuclear | Generation | GWh | 0 | 0 | 0 | 0 | 0 | 0 | 0
Case A Updated RGGI Price | VT | Hydro | Hydro | Hydro | Generation | GWh | 1267.8718 | 1267.8718 | 1267.8718 | 1267.8718 | 1267.8718 | 1267.8718 | 1267.8718
Case A Updated RGGI Price | VT | Solar PV | Solar PV | Solar PV | Generation | GWh | 282.8155 | 463.9527 | 463.9527 | 463.9527 | 463.9522 | 463.9527 | 463.9527
Case A Updated RGGI Price | VT | Onshore Wind | Onshore Wind | Onshore Wind | Generation | GWh | 462.3066 | 462.3066 | 462.3066 | 462.3066 | 449.9687 | 462.3066 | 462.3066
Case A Updated RGGI Price | VT | Battery Storage | Battery Storage | Battery Storage | Generation | GWh | 0 | 0 | 0 | 0 | 0 | 0 | 0
Case A Updated RGGI Price | VT | Other RE | Other RE | Other RE | Generation | GWh | 178.1227 | 23.5332 | 23.5331 | 23.5332 | 23.4306 | 23.5331 | 23.5331
Case A Updated RGGI Price | VT | Combined Cycle | New Combined Cycle | New Combined Cycle | Generation | GWh | 0 | 0 | 0 | 0 | 0 | 0 | 0
Case A Updated RGGI Price | VT | Combustion Turbine | New Combustion Turbine | New Combustion Turbine | Generation | GWh | 0 | 0 | 0 | 0 | 0 | 0 | 0
Case A Updated RGGI Price | VT | Other | New Other | New Other | Generation | GWh | 0 | 0 | 0 | 0 | 0 | 0 | 0
Case A Updated RGGI Price | VT | Other RE | New Other RE | New Other RE | Generation | GWh | 0 | 0 | 0 | 0 | 0 | 0 | 0
Case A Updated RGGI Price | VT | Solar PV | New Solar PV | New Solar PV | Generation | GWh | 0 | 0 | 0 | 0 | 0 | 0 | 0
Case A Updated RGGI Price | VT | Onshore Wind | New Onshore Wind | New Onshore Wind | Generation | GWh | 0 | 0 | 14060.6724 | 14653.8781 | 24480.9497 | 24480.9497 | 24480.9497
Case A Updated RGGI Price | VT | Offshore Wind | New Offshore Wind | New Offshore Wind | Generation | GWh | 0 | 0 | 0 | 0 | 0 | 0 | 0
Case A Updated RGGI Price | VT | Battery Storage | New Battery Storage | New Battery Storage | Generation | GWh | 0 | 0 | 0 | 0 | 0 | 0 | 0
Case A Updated RGGI Price | VT | Solar PV | New Solar PV | New Paired Solar PV | Generation | GWh | 0 | 0 | 0 | 0 | 841.2728 | 3280.6608 | 3866.5257
Case A Updated RGGI Price | VT | Battery Storage | New Battery Storage | New Paired Battery Storage | Generation | GWh | 0 | 0 | 0 | 0 | 233.0419 | 686.2353 | 1008.0358
Case A Updated RGGI Price | VT | Hydrogen | New Hydrogen | New H2 CC | Generation | GWh | 0 | 0 | 0 | 0 | 0 | 0 | 0
Case A Updated RGGI Price | VT | Hydrogen | New Hydrogen | New H2 CT | Generation | GWh | 0 | 0 | 0 | 0 | 0 | 0 | 0
Case A Updated RGGI Price | NY | Imports | Imports Zone D (HQ) | 122739 | Generation | GWh | 10022.639 | 10227.2216 | 10262.0846 | 10358.1931 | 10305.7365 | 10253.5307 | 10135.8584
Case A Updated RGGI Price | NY | Imports | Imports Zone J (CHPE) | 122738 | Generation | GWh | 0 | 10301.5373 | 10247.9051 | 10402.5 | 10331.25 | 10355.8926 | 10259.8448
Case A Updated RGGI Price | MA | Imports | Clean Energy Connect Import | 4390 | Generation | GWh | 0 | 10512 | 10512 | 10512 | 10512 | 10512 | 10006.1426
Case A Updated RGGI Price | CT | Imports | Imports |  | Generation | GWh | 0 | 0 | 0 | 0 | 0 | 0 | 0
Case A Updated RGGI Price | DE | Imports | Imports |  | Generation | GWh | 0 | 0 | 0 | 0 | 0 | 0 | 0
Case A Updated RGGI Price | ME | Imports | Imports |  | Generation | GWh | 0 | 0 | 0 | 0 | 0 | 0 | 0
Case A Updated RGGI Price | MD | Imports | Imports |  | Generation | GWh | 0 | 0 | 0 | 0 | 0 | 0 | 0
Case A Updated RGGI Price | NH | Imports | Imports |  | Generation | GWh | 0 | 0 | 0 | 0 | 0 | 0 | 0
Case A Updated RGGI Price | NJ | Imports | Imports |  | Generation | GWh | 0 | 0 | 0 | 0 | 0 | 0 | 0
Case A Updated RGGI Price | RI | Imports | Imports |  | Generation | GWh | 0 | 0 | 0 | 0 | 0 | 0 | 0
Case A Updated RGGI Price | VT | Imports | Imports |  | Generation | GWh | 0 | 0 | 0 | 0 | 0 | 0 | 0
Case A Updated RGGI Price | 10-State Contributions | Imports | Imports Zone D (HQ) | 122739 | Generation | GWh | 10022.639 | 10227.2216 | 10262.0846 | 10358.1931 | 10305.7365 | 10253.5307 | 10135.8584
Case A Updated RGGI Price | 10-State Contributions | Imports | Imports Zone J (CHPE) | 122738 | Generation | GWh | 0 | 10301.5373 | 10247.9051 | 10402.5 | 10331.25 | 10355.8926 | 10259.8448
Case A Updated RGGI Price | 10-State Contributions | Imports | Clean Energy Connect Import | 4390 | Generation | GWh | 0 | 10512 | 10512 | 10512 | 10512 | 10512 | 10006.1426
Case | State/Region | Technology Aggregate | Technology Type | Technology Sub-Type | Metric | Units | 2025 | 2028 | 2030 | 2032 | 2035 | 2037 | 2040
Case A Updated RGGI Price | 10-State Contributions | Coal | Coal | Coal | Capacity | MW | 2214.353 | -2.2737e-13 | 0 | 0 | 0 | 0 | 0
Case A Updated RGGI Price | 10-State Contributions | Coal with CCS | Coal with CCS | Coal with CCS | Capacity | MW | 0 | 0 | 0 | 0 | 0 | 0 | 0
Case A Updated RGGI Price | 10-State Contributions | Combined Cycle | Combined Cycle | Combined Cycle | Capacity | MW | 35910.5158 | 35814.5029 | 35800.0873 | 35798.0247 | 35795.3198 | 35795.3198 | 35795.3198
Case A Updated RGGI Price | 10-State Contributions | Combustion Turbine | Combustion Turbine | Combustion Turbine | Capacity | MW | 11900.339 | 11106.051 | 11106.051 | 11106.051 | 11106.051 | 11106.051 | 11096.992
Case A Updated RGGI Price | 10-State Contributions | Oil/Gas | Oil/Gas | Oil/Gas | Capacity | MW | 17973.692 | 10631.1901 | 10631.1901 | 10631.1901 | 10631.1901 | 10631.1901 | 9028.2268
Case A Updated RGGI Price | 10-State Contributions | Other | Other | Other | Capacity | MW | 155.6 | 155.6 | 155.6 | 155.6 | 155.6 | 155.6 | 155.6
Case A Updated RGGI Price | 10-State Contributions | Nuclear | Nuclear | Nuclear | Capacity | MW | 11925.7 | 11925.7 | 11925.7 | 11925.7 | 10751.7 | 10751.7 | 10751.7
Case A Updated RGGI Price | 10-State Contributions | Hydro | Hydro | Hydro | Capacity | MW | 10287.383 | 10287.383 | 10287.383 | 10287.383 | 10287.383 | 10287.383 | 10287.383
Case A Updated RGGI Price | 10-State Contributions | Solar PV | Solar PV | Solar PV | Capacity | MW | 15065.0535 | 16329.1535 | 16329.1535 | 16329.1535 | 16329.1535 | 16329.1535 | 16329.1535
Case A Updated RGGI Price | 10-State Contributions | Onshore Wind | Onshore Wind | Onshore Wind | Capacity | MW | 5857.021 | 5857.021 | 5857.021 | 5857.021 | 5857.021 | 5857.021 | 5857.021
Case A Updated RGGI Price | 10-State Contributions | Offshore Wind | Offshore Wind | Offshore Wind | Capacity | MW | 136 | 1876 | 1876 | 1876 | 1876 | 1876 | 1876
Case A Updated RGGI Price | 10-State Contributions | Battery Storage | Battery Storage | Battery Storage | Capacity | MW | 1166 | 3154.32 | 3154.32 | 3154.32 | 3154.32 | 3154.32 | 3154.32
Case A Updated RGGI Price | 10-State Contributions | Other RE | Other RE | Other RE | Capacity | MW | 2219.741 | 1215.7735 | 1208.932 | 1200.932 | 1200.932 | 1200.932 | 1200.932
Case A Updated RGGI Price | 10-State Contributions | Combined Cycle | New Combined Cycle | New Combined Cycle | Capacity | MW | 0 | 0 | 0 | 65.864 | 1417.57 | 1877.7784 | 1877.7784
Case A Updated RGGI Price | 10-State Contributions | Combustion Turbine | New Combustion Turbine | New Combustion Turbine | Capacity | MW | 0 | 0 | 189.7778 | 189.7778 | 797.5989 | 797.5989 | 797.5989
Case A Updated RGGI Price | 10-State Contributions | Other | New Other | New Other | Capacity | MW | 0 | 0 | 0 | 0 | 0 | 0 | 0
Case A Updated RGGI Price | 10-State Contributions | Other RE | New Other RE | New Other RE | Capacity | MW | 0 | 0 | 0 | 59 | 59 | 59 | 59
Case A Updated RGGI Price | 10-State Contributions | Solar PV | New Solar PV | New Solar PV | Capacity | MW | 0 | 0 | 0 | 0 | 0 | 9596.8254 | 24581.605
Case A Updated RGGI Price | 10-State Contributions | Onshore Wind | New Onshore Wind | New Onshore Wind | Capacity | MW | 0 | 593 | 9053.5252 | 9180.5252 | 11775.5252 | 12143.2705 | 20835.5017
Case A Updated RGGI Price | 10-State Contributions | Offshore Wind | New Offshore Wind | New Offshore Wind | Capacity | MW | 1545 | 2601.8 | 3749.8 | 7491.8 | 7491.8 | 7491.8 | 7491.8
Case A Updated RGGI Price | 10-State Contributions | Battery Storage | New Battery Storage | New Battery Storage | Capacity | MW | 2288.0067 | 7868.8694 | 9014.4 | 10961.3203 | 11913.8931 | 11913.8931 | 11913.8931
Case A Updated RGGI Price | 10-State Contributions | Solar PV | New Solar PV | New Paired Solar PV | Capacity | MW | 0 | 0 | 0 | 0 | 2435.0731 | 4709.0317 | 18819.559
Case A Updated RGGI Price | 10-State Contributions | Battery Storage | New Battery Storage | New Paired Battery Storage | Capacity | MW | 0 | 0 | 0 | 0 | 1461.0439 | 2825.419 | 11365.8364
Case A Updated RGGI Price | 10-State Contributions | Hydrogen | New Hydrogen | New H2 CC | Capacity | MW | 0 | 0 | 0 | 0 | 0 | 0 | 0
Case A Updated RGGI Price | 10-State Contributions | Hydrogen | New Hydrogen | New H2 CT | Capacity | MW | 0 | 0 | 0 | 0 | 0 | 0 | 0
Case A Updated RGGI Price | 10-State Contributions | Retire Coal | Retire Coal | Retire Coal | Capacity | MW | 0 | 1794.353 | 518.856 | 518.856 | 518.856 | 518.856 | 518.856
Case A Updated RGGI Price | 10-State Contributions | Retire Combined Cycle | Retire Combined Cycle | Retire Combined Cycle | Capacity | MW | 0 | 21.1098 | 35.5254 | 35.5254 | 35.5254 | 35.5254 | 35.5254
Case A Updated RGGI Price | 10-State Contributions | Retire Combustion Turbine | Retire Combustion Turbine | Retire Combustion Turbine | Capacity | MW | 0 | 0 | 0 | 0 | 0 | 0 | 9.059
Case A Updated RGGI Price | 10-State Contributions | Retire Oil/Gas | Retire Oil/Gas | Retire Oil/Gas | Capacity | MW | 0 | 6549.5019 | 6549.5019 | 6549.5019 | 6549.5019 | 6549.5019 | 8152.4652
Case A Updated RGGI Price | 10-State Contributions | Retire Other | Retire Other | Retire Other | Capacity | MW | 0 | 1003.9675 | 1010.809 | 1018.809 | 1018.809 | 1018.809 | 1018.809
Case A Updated RGGI Price | 10-State Contributions | Retire Nuclear | Retire Nuclear | Retire Nuclear | Capacity | MW | 0 | 0 | 0 | 0 | 1174 | 1174 | 1174
Case A Updated RGGI Price | 10-State Contributions | Coal | Coal | Coal | Generation | GWh | 839.3645 | 0 | 0 | 0 | 0 | 0 | 0
Case A Updated RGGI Price | 10-State Contributions | Coal with CCS | Coal with CCS | Coal with CCS | Generation | GWh | 0 | 0 | 0 | 0 | 0 | 0 | 0
Case A Updated RGGI Price | 10-State Contributions | Combined Cycle | Combined Cycle | Combined Cycle | Generation | GWh | 97776.8237 | 87185.5805 | 67562.651 | 71564.1698 | 77447.4208 | 67035.8495 | 47584.3179
Case A Updated RGGI Price | 10-State Contributions | Combustion Turbine | Combustion Turbine | Combustion Turbine | Generation | GWh | 2398.8823 | 632.5839 | 922.6131 | 1151.0562 | 1101.5422 | 1148.5253 | 1404.3683
Case A Updated RGGI Price | 10-State Contributions | Oil/Gas | Oil/Gas | Oil/Gas | Generation | GWh | 7979.0968 | 1904.3851 | 2487.6709 | 3202.7546 | 2404.8683 | 3115.8553 | 5149.6895
Case A Updated RGGI Price | 10-State Contributions | Other | Other | Other | Generation | GWh | 931.116 | 1363.056 | 1363.056 | 1363.056 | 1363.056 | 1363.056 | 1358.256
Case A Updated RGGI Price | 10-State Contributions | Nuclear | Nuclear | Nuclear | Generation | GWh | 94633.7982 | 94689.6994 | 94633.0748 | 95231.2223 | 84826.355 | 84818.4817 | 84936.5702
Case A Updated RGGI Price | 10-State Contributions | Hydro | Hydro | Hydro | Generation | GWh | 36013.2833 | 36045.1466 | 36307.2757 | 35964.6592 | 35559.7164 | 36208.1459 | 36156.8879
Case A Updated RGGI Price | 10-State Contributions | Solar PV | Solar PV | Solar PV | Generation | GWh | 25713.7498 | 28990.516 | 28263.9791 | 29636.4159 | 29560.6269 | 28923.4007 | 27703.2828
Case A Updated RGGI Price | 10-State Contributions | Onshore Wind | Onshore Wind | Onshore Wind | Generation | GWh | 16496.0128 | 18309.5051 | 18189.4832 | 18974.2224 | 18422.7302 | 18543.9464 | 17602.4898
Case A Updated RGGI Price | 10-State Contributions | Offshore Wind | Offshore Wind | Offshore Wind | Generation | GWh | 575.5479 | 7600.8566 | 7363.568 | 7486.6053 | 7738.4928 | 7699.7409 | 7445.0754
Case A Updated RGGI Price | 10-State Contributions | Battery Storage | Battery Storage | Battery Storage | Generation | GWh | 326.4134 | 1713.6207 | 2021.0397 | 1383.217 | 1046.0742 | 1438.4444 | 2117.1591
Case A Updated RGGI Price | 10-State Contributions | Other RE | Other RE | Other RE | Generation | GWh | 10586.4768 | 9205.6248 | 8791.0839 | 8930.1517 | 8937.9748 | 8842.4 | 8667.6595
Case A Updated RGGI Price | 10-State Contributions | Combined Cycle | New Combined Cycle | New Combined Cycle | Generation | GWh | 0 | 0 | 0 | 230.7874 | 4967.1652 | 6579.7356 | 6579.7356
Case A Updated RGGI Price | 10-State Contributions | Combustion Turbine | New Combustion Turbine | New Combustion Turbine | Generation | GWh | 0 | 0 | 20.8756 | 46.5529 | 20.8756 | 4.5797 | 236.275
Case A Updated RGGI Price | 10-State Contributions | Other | New Other | New Other | Generation | GWh | 0 | 0 | 0 | 0 | 0 | 0 | 0
Case A Updated RGGI Price | 10-State Contributions | Other RE | New Other RE | New Other RE | Generation | GWh | 0 | 0 | 0 | 342.7584 | 342.7584 | 342.7584 | 342.7584
Case A Updated RGGI Price | 10-State Contributions | Solar PV | New Solar PV | New Solar PV | Generation | GWh | 0 | 0 | 0 | 0 | 0 | 20193.4156 | 52058.6408
Case A Updated RGGI Price | 10-State Contributions | Onshore Wind | New Onshore Wind | New Onshore Wind | Generation | GWh | 0 | 2799.737 | 37853.2364 | 38758.786 | 48547.7347 | 50168.8491 | 83012.704
Case A Updated RGGI Price | 10-State Contributions | Offshore Wind | New Offshore Wind | New Offshore Wind | Generation | GWh | 4432.3851 | 10441.0877 | 15167.6333 | 30574.1957 | 30569.4021 | 30569.9743 | 30563.5228
Case A Updated RGGI Price | 10-State Contributions | Battery Storage | New Battery Storage | New Battery Storage | Generation | GWh | 2798.7465 | 6467.9281 | 7143.4927 | 5345.3155 | 5049.8825 | 6453.8414 | 8509.4749
Case A Updated RGGI Price | 10-State Contributions | Solar PV | New Solar PV | New Paired Solar PV | Generation | GWh | 0 | 0 | 0 | 0 | 5172.4553 | 9841.5964 | 38848.6731
Case A Updated RGGI Price | 10-State Contributions | Battery Storage | New Battery Storage | New Paired Battery Storage | Generation | GWh | 0 | 0 | 0 | 0 | 1492.0007 | 3308.8118 | 15919.2507
Case A Updated RGGI Price | 10-State Contributions | Hydrogen | New Hydrogen | New H2 CC | Generation | GWh | 0 | 0 | 0 | 0 | 0 | 0 | 0
Case A Updated RGGI Price | 10-State Contributions | Hydrogen | New Hydrogen | New H2 CT | Generation | GWh | 0 | 0 | 0 | 0 | 0 | 0 | 0
Case | State/Region | Technology Aggregate | Technology Type | Technology Sub-Type | Metric | Units | 2025 | 2028 | 2030 | 2032 | 2035 | 2037 | 2040
Case A Updated RGGI Price | ISONE | Coal | Coal | Coal | Capacity | MW | 518.856 | 0 | 0 | 0 | 0 | 0 | 0
Case A Updated RGGI Price | ISONE | Coal with CCS | Coal with CCS | Coal with CCS | Capacity | MW | 0 | 0 | 0 | 0 | 0 | 0 | 0
Case A Updated RGGI Price | ISONE | Combined Cycle | Combined Cycle | Combined Cycle | Capacity | MW | 13800.0538 | 13725.1508 | 13725.1508 | 13725.1508 | 13725.1508 | 13725.1508 | 13725.1508
Case A Updated RGGI Price | ISONE | Combustion Turbine | Combustion Turbine | Combustion Turbine | Capacity | MW | 3396.117 | 3240.429 | 3240.429 | 3240.429 | 3240.429 | 3240.429 | 3234.829
Case A Updated RGGI Price | ISONE | Oil/Gas | Oil/Gas | Oil/Gas | Capacity | MW | 4047.892 | 1378.2563 | 1378.2563 | 1378.2563 | 1378.2563 | 1378.2563 | 1378.2563
Case A Updated RGGI Price | ISONE | Other | Other | Other | Capacity | MW | 5.6 | 5.6 | 5.6 | 5.6 | 5.6 | 5.6 | 5.6
Case A Updated RGGI Price | ISONE | Nuclear | Nuclear | Nuclear | Capacity | MW | 3348 | 3348 | 3348 | 3348 | 3348 | 3348 | 3348
Case A Updated RGGI Price | ISONE | Hydro | Hydro | Hydro | Capacity | MW | 3611.358 | 3611.358 | 3611.358 | 3611.358 | 3611.358 | 3611.358 | 3611.358
Case A Updated RGGI Price | ISONE | Solar PV | Solar PV | Solar PV | Capacity | MW | 2843.0675 | 2933.0675 | 2933.0675 | 2933.0675 | 2933.0675 | 2933.0675 | 2933.0675
Case A Updated RGGI Price | ISONE | Onshore Wind | Onshore Wind | Onshore Wind | Capacity | MW | 1781.549 | 1781.549 | 1781.549 | 1781.549 | 1781.549 | 1781.549 | 1781.549
Case A Updated RGGI Price | ISONE | Battery Storage | Battery Storage | Battery Storage | Capacity | MW | 599.2 | 1460.52 | 1460.52 | 1460.52 | 1460.52 | 1460.52 | 1460.52
Case A Updated RGGI Price | ISONE | Other RE | Other RE | Other RE | Capacity | MW | 1286.345 | 595.8595 | 589.018 | 589.018 | 589.018 | 589.018 | 589.018
Case A Updated RGGI Price | ISONE | Combined Cycle | New Combined Cycle | New Combined Cycle | Capacity | MW | 0 | 0 | 0 | 0 | 1046.533 | 1046.533 | 1046.533
Case A Updated RGGI Price | ISONE | Combustion Turbine | New Combustion Turbine | New Combustion Turbine | Capacity | MW | 0 | 0 | 0 | 0 | 607.8212 | 607.8212 | 607.8212
Case A Updated RGGI Price | ISONE | Other | New Other | New Other | Capacity | MW | 0 | 0 | 0 | 0 | 0 | 0 | 0
Case A Updated RGGI Price | ISONE | Other RE | New Other RE | New Other RE | Capacity | MW | 0 | 0 | 0 | 59 | 59 | 59 | 59
Case A Updated RGGI Price | ISONE | Solar PV | New Solar PV | New Solar PV | Capacity | MW | 0 | 0 | 0 | 0 | 0 | 5890.895 | 15042.2022
Case A Updated RGGI Price | ISONE | Onshore Wind | New Onshore Wind | New Onshore Wind | Capacity | MW | 0 | 593 | 5414 | 5541 | 8136 | 8503.7453 | 9695.9766
Case A Updated RGGI Price | ISONE | Offshore Wind | New Offshore Wind | New Offshore Wind | Capacity | MW | 1545 | 1545 | 1545 | 1545 | 1545 | 1545 | 1545
Case A Updated RGGI Price | ISONE | Battery Storage | New Battery Storage | New Battery Storage | Capacity | MW | 594 | 594 | 594 | 594 | 594 | 594 | 594
Case A Updated RGGI Price | ISONE | Solar PV | New Solar PV | New Paired Solar PV | Capacity | MW | 0 | 0 | 0 | 0 | 428.0537 | 2181.3523 | 5784.7819
Case A Updated RGGI Price | ISONE | Battery Storage | New Battery Storage | New Paired Battery Storage | Capacity | MW | 0 | 0 | 0 | 0 | 256.8322 | 1308.8114 | 3470.8692
Case A Updated RGGI Price | ISONE | Hydrogen | New Hydrogen | New H2 CC | Capacity | MW | 0 | 0 | 0 | 0 | 0 | 0 | 0
Case A Updated RGGI Price | ISONE | Hydrogen | New Hydrogen | New H2 CT | Capacity | MW | 0 | 0 | 0 | 0 | 0 | 0 | 0
Case A Updated RGGI Price | ISONE | Retire Coal | Retire Coal | Retire Coal | Capacity | MW | 0 | 518.856 | 518.856 | 518.856 | 518.856 | 518.856 | 518.856
Case A Updated RGGI Price | ISONE | Retire Combined Cycle | Retire Combined Cycle | Retire Combined Cycle | Capacity | MW | 0 | 0 | 0 | 0 | 0 | 0 | 0
Case A Updated RGGI Price | ISONE | Retire Combustion Turbine | Retire Combustion Turbine | Retire Combustion Turbine | Capacity | MW | 0 | 0 | 0 | 0 | 0 | 0 | 5.6
Case A Updated RGGI Price | ISONE | Retire Oil/Gas | Retire Oil/Gas | Retire Oil/Gas | Capacity | MW | 0 | 2552.6357 | 2552.6357 | 2552.6357 | 2552.6357 | 2552.6357 | 2552.6357
Case A Updated RGGI Price | ISONE | Retire Other | Retire Other | Retire Other | Capacity | MW | 0 | 690.4855 | 697.327 | 697.327 | 697.327 | 697.327 | 697.327
Case A Updated RGGI Price | ISONE | Retire Nuclear | Retire Nuclear | Retire Nuclear | Capacity | MW | 0 | 0 | 0 | 0 | 0 | 0 | 0
Case A Updated RGGI Price | ISONE | Coal | Coal | Coal | Generation | GWh | 560.3645 | 0 | 0 | 0 | 0 | 0 | 0
Case A Updated RGGI Price | ISONE | Coal with CCS | Coal with CCS | Coal with CCS | Generation | GWh | 0 | 0 | 0 | 0 | 0 | 0 | 0
Case A Updated RGGI Price | ISONE | Combined Cycle | Combined Cycle | Combined Cycle | Generation | GWh | 37409.0123 | 39054.5418 | 26730.5918 | 31993.8084 | 28086.4033 | 20475.487 | 9812.7216
Case A Updated RGGI Price | ISONE | Combustion Turbine | Combustion Turbine | Combustion Turbine | Generation | GWh | 57.5228 | 225.7363 | 326.9497 | 343.1065 | 327.8258 | 360.4945 | 107.6624
Case A Updated RGGI Price | ISONE | Oil/Gas | Oil/Gas | Oil/Gas | Generation | GWh | 18.2469 | 97.4696 | 141.6747 | 130.4395 | 68.9234 | 48.3237 | 17.1567
Case A Updated RGGI Price | ISONE | Other | Other | Other | Generation | GWh | 49.056 | 49.056 | 49.056 | 49.056 | 49.056 | 49.056 | 49.056
Case A Updated RGGI Price | ISONE | Nuclear | Nuclear | Nuclear | Generation | GWh | 26724.9435 | 26724.9435 | 26724.9435 | 26724.9435 | 26724.9435 | 26724.9435 | 26724.9435
Case A Updated RGGI Price | ISONE | Hydro | Hydro | Hydro | Generation | GWh | 7014.2007 | 6999.7737 | 7197.4045 | 7109.3682 | 7017.1225 | 7286.9264 | 6991.0479
Case A Updated RGGI Price | ISONE | Solar PV | Solar PV | Solar PV | Generation | GWh | 5936.0077 | 6226.794 | 6226.794 | 6226.794 | 6225.1428 | 6225.0073 | 6111.5242
Case A Updated RGGI Price | ISONE | Onshore Wind | Onshore Wind | Onshore Wind | Generation | GWh | 5347.9951 | 5527.8366 | 5527.8366 | 5527.8366 | 5348.3248 | 5425.3779 | 4732.6904
Case A Updated RGGI Price | ISONE | Battery Storage | Battery Storage | Battery Storage | Generation | GWh | 0.37136 | 76.1306 | 311.3871 | 311.7165 | 316.8957 | 468.3267 | 799.0527
Case A Updated RGGI Price | ISONE | Other RE | Other RE | Other RE | Generation | GWh | 5983.3802 | 4610.2761 | 4436.6962 | 4449.5253 | 4388.1045 | 4372.993 | 4394.4507
Case A Updated RGGI Price | ISONE | Combined Cycle | New Combined Cycle | New Combined Cycle | Generation | GWh | 0 | 0 | 0 | 0 | 3667.0516 | 3667.0516 | 3667.0516
Case A Updated RGGI Price | ISONE | Combustion Turbine | New Combustion Turbine | New Combustion Turbine | Generation | GWh | 0 | 0 | 0 | 0 | 0 | 0 | 26.0998
Case A Updated RGGI Price | ISONE | Other | New Other | New Other | Generation | GWh | 0 | 0 | 0 | 0 | 0 | 0 | 0
Case A Updated RGGI Price | ISONE | Other RE | New Other RE | New Other RE | Generation | GWh | 0 | 0 | 0 | 342.7584 | 342.7584 | 342.7584 | 342.7584
Case A Updated RGGI Price | ISONE | Solar PV | New Solar PV | New Solar PV | Generation | GWh | 0 | 0 | 0 | 0 | 0 | 12341.4917 | 31752.4637
Case A Updated RGGI Price | ISONE | Onshore Wind | New Onshore Wind | New Onshore Wind | Generation | GWh | 0 | 2799.737 | 24219.3372 | 24812.5429 | 34639.6144 | 36295.6099 | 41668.0677
Case A Updated RGGI Price | ISONE | Offshore Wind | New Offshore Wind | New Offshore Wind | Generation | GWh | 4432.3851 | 6361.9718 | 6361.9718 | 6361.9718 | 6357.1782 | 6357.7504 | 6351.2989
Case A Updated RGGI Price | ISONE | Battery Storage | New Battery Storage | New Battery Storage | Generation | GWh | 674.1374 | 532.1667 | 549.8393 | 509.8859 | 605.7023 | 854.0641 | 867.24
Case A Updated RGGI Price | ISONE | Solar PV | New Solar PV | New Paired Solar PV | Generation | GWh | 0 | 0 | 0 | 0 | 861.8992 | 4417.4952 | 11815.08
Case A Updated RGGI Price | ISONE | Battery Storage | New Battery Storage | New Paired Battery Storage | Generation | GWh | 0 | 0 | 0 | 0 | 239.8465 | 1158.3454 | 4392.5985
Case A Updated RGGI Price | ISONE | Hydrogen | New Hydrogen | New H2 CC | Generation | GWh | 0 | 0 | 0 | 0 | 0 | 0 | 0
Case A Updated RGGI Price | ISONE | Hydrogen | New Hydrogen | New H2 CT | Generation | GWh | 0 | 0 | 0 | 0 | 0 | 0 | 0
Case | State/Region | Technology Aggregate | Technology Type | Technology Sub-Type | Metric | Units | 2025 | 2028 | 2030 | 2032 | 2035 | 2037 | 2040
Case A Updated RGGI Price | RGGI PJM | Coal | Coal | Coal | Capacity | MW | 1695.497 | -2.2737e-13 | 0 | 0 | 0 | 0 | 0
Case A Updated RGGI Price | RGGI PJM | Coal with CCS | Coal with CCS | Coal with CCS | Capacity | MW | 0 | 0 | 0 | 0 | 0 | 0 | 0
Case A Updated RGGI Price | RGGI PJM | Combined Cycle | Combined Cycle | Combined Cycle | Capacity | MW | 10928.399 | 10928.399 | 10928.399 | 10926.9096 | 10926.9096 | 10926.9096 | 10926.9096
Case A Updated RGGI Price | RGGI PJM | Combustion Turbine | Combustion Turbine | Combustion Turbine | Capacity | MW | 4430.88 | 4400.98 | 4400.98 | 4400.98 | 4400.98 | 4400.98 | 4400.98
Case A Updated RGGI Price | RGGI PJM | Oil/Gas | Oil/Gas | Oil/Gas | Capacity | MW | 3064.6 | 2388.6 | 2388.6 | 2388.6 | 2388.6 | 2388.6 | 2388.6
Case A Updated RGGI Price | RGGI PJM | Other | Other | Other | Capacity | MW | 0 | 0 | 0 | 0 | 0 | 0 | 0
Case A Updated RGGI Price | RGGI PJM | Nuclear | Nuclear | Nuclear | Capacity | MW | 5244.1 | 5244.1 | 5244.1 | 5244.1 | 4070.1 | 4070.1 | 4070.1
Case A Updated RGGI Price | RGGI PJM | Hydro | Hydro | Hydro | Capacity | MW | 971.28 | 971.28 | 971.28 | 971.28 | 971.28 | 971.28 | 971.28
Case A Updated RGGI Price | RGGI PJM | Solar PV | Solar PV | Solar PV | Capacity | MW | 3131.83 | 3557.93 | 3557.93 | 3557.93 | 3557.93 | 3557.93 | 3557.93
Case A Updated RGGI Price | RGGI PJM | Onshore Wind | Onshore Wind | Onshore Wind | Capacity | MW | 271 | 271 | 271 | 271 | 271 | 271 | 271
Case A Updated RGGI Price | RGGI PJM | Battery Storage | Battery Storage | Battery Storage | Capacity | MW | 151.8 | 201.8 | 201.8 | 201.8 | 201.8 | 201.8 | 201.8
Case A Updated RGGI Price | RGGI PJM | Other RE | Other RE | Other RE | Capacity | MW | 417.231 | 327.275 | 327.275 | 319.275 | 319.275 | 319.275 | 319.275
Case A Updated RGGI Price | RGGI PJM | Combined Cycle | New Combined Cycle | New Combined Cycle | Capacity | MW | 0 | 0 | 0 | 0 | 0 | 0 | 0
Case A Updated RGGI Price | RGGI PJM | Combustion Turbine | New Combustion Turbine | New Combustion Turbine | Capacity | MW | 0 | 0 | 189.7778 | 189.7778 | 189.7778 | 189.7778 | 189.7778
Case A Updated RGGI Price | RGGI PJM | Other | New Other | New Other | Capacity | MW | 0 | 0 | 0 | 0 | 0 | 0 | 0
Case A Updated RGGI Price | RGGI PJM | Other RE | New Other RE | New Other RE | Capacity | MW | 0 | 0 | 0 | 0 | 0 | 0 | 0
Case A Updated RGGI Price | RGGI PJM | Solar PV | New Solar PV | New Solar PV | Capacity | MW | 0 | 0 | 0 | 0 | 0 | 3705.9303 | 9539.4028
Case A Updated RGGI Price | RGGI PJM | Onshore Wind | New Onshore Wind | New Onshore Wind | Capacity | MW | 0 | 0 | 678 | 678 | 678 | 678 | 678
Case A Updated RGGI Price | RGGI PJM | Offshore Wind | New Offshore Wind | New Offshore Wind | Capacity | MW | 0 | 1056.8 | 2204.8 | 5946.8 | 5946.8 | 5946.8 | 5946.8
Case A Updated RGGI Price | RGGI PJM | Battery Storage | New Battery Storage | New Battery Storage | Capacity | MW | 1694.0067 | 1694.0067 | 1694.0067 | 1694.0067 | 1694.0067 | 1694.0067 | 1694.0067
Case A Updated RGGI Price | RGGI PJM | Solar PV | New Solar PV | New Paired Solar PV | Capacity | MW | 0 | 0 | 0 | 0 | 2007.0193 | 2301.089 | 10701.0336
Case A Updated RGGI Price | RGGI PJM | Battery Storage | New Battery Storage | New Paired Battery Storage | Capacity | MW | 0 | 0 | 0 | 0 | 1204.2116 | 1380.6534 | 6494.7212
Case A Updated RGGI Price | RGGI PJM | Hydrogen | New Hydrogen | New H2 CC | Capacity | MW | 0 | 0 | 0 | 0 | 0 | 0 | 0
Case A Updated RGGI Price | RGGI PJM | Hydrogen | New Hydrogen | New H2 CT | Capacity | MW | 0 | 0 | 0 | 0 | 0 | 0 | 0
Case A Updated RGGI Price | RGGI PJM | Retire Coal | Retire Coal | Retire Coal | Capacity | MW | 0 | 1275.497 | 0 | 0 | 0 | 0 | 0
Case A Updated RGGI Price | RGGI PJM | Retire Combined Cycle | Retire Combined Cycle | Retire Combined Cycle | Capacity | MW | 0 | 0 | 0 | 0 | 0 | 0 | 0
Case A Updated RGGI Price | RGGI PJM | Retire Combustion Turbine | Retire Combustion Turbine | Retire Combustion Turbine | Capacity | MW | 0 | 0 | 0 | 0 | 0 | 0 | 0
Case A Updated RGGI Price | RGGI PJM | Retire Oil/Gas | Retire Oil/Gas | Retire Oil/Gas | Capacity | MW | 0 | 0 | 0 | 0 | 0 | 0 | 0
Case A Updated RGGI Price | RGGI PJM | Retire Other | Retire Other | Retire Other | Capacity | MW | 0 | 89.956 | 89.956 | 97.956 | 97.956 | 97.956 | 97.956
Case A Updated RGGI Price | RGGI PJM | Retire Nuclear | Retire Nuclear | Retire Nuclear | Capacity | MW | 0 | 0 | 0 | 0 | 1174 | 1174 | 1174
Case A Updated RGGI Price | RGGI PJM | Coal | Coal | Coal | Generation | GWh | 279 | 0 | 0 | 0 | 0 | 0 | 0
Case A Updated RGGI Price | RGGI PJM | Coal with CCS | Coal with CCS | Coal with CCS | Generation | GWh | 0 | 0 | 0 | 0 | 0 | 0 | 0
Case A Updated RGGI Price | RGGI PJM | Combined Cycle | Combined Cycle | Combined Cycle | Generation | GWh | 19419.6277 | 13477.34 | 10332.3334 | 10118.2253 | 14428.4713 | 12562.5813 | 6505.7534
Case A Updated RGGI Price | RGGI PJM | Combustion Turbine | Combustion Turbine | Combustion Turbine | Generation | GWh | 153.5722 | 57.6882 | 54.8196 | 51.8806 | 56.5364 | 34.9979 | 223.7198
Case A Updated RGGI Price | RGGI PJM | Oil/Gas | Oil/Gas | Oil/Gas | Generation | GWh | 66 | 66 | 71.6901 | 69.8295 | 77.7281 | 63.9888 | 22.08
Case A Updated RGGI Price | RGGI PJM | Other | Other | Other | Generation | GWh | 0 | 0 | 0 | 0 | 0 | 0 | 0
Case A Updated RGGI Price | RGGI PJM | Nuclear | Nuclear | Nuclear | Generation | GWh | 42194.0549 | 42194.0549 | 42194.0549 | 42194.0549 | 32270.0676 | 32270.0676 | 32270.0676
Case A Updated RGGI Price | RGGI PJM | Hydro | Hydro | Hydro | Generation | GWh | 1939.757 | 2011.8451 | 1981.9871 | 1943.4238 | 1884.0455 | 1980.2435 | 2108.1434
Case A Updated RGGI Price | RGGI PJM | Solar PV | Solar PV | Solar PV | Generation | GWh | 5745.2976 | 7395.561 | 7443.9853 | 7443.9853 | 7443.9853 | 7443.9853 | 7443.9853
Case A Updated RGGI Price | RGGI PJM | Onshore Wind | Onshore Wind | Onshore Wind | Generation | GWh | 737.0804 | 785.4449 | 785.4449 | 785.4449 | 785.4449 | 785.4449 | 785.4449
Case A Updated RGGI Price | RGGI PJM | Battery Storage | Battery Storage | Battery Storage | Generation | GWh | 54.7174 | 131.8903 | 159.0558 | 78.2534 | 53.0873 | 79.871 | 176.5465
Case A Updated RGGI Price | RGGI PJM | Other RE | Other RE | Other RE | Generation | GWh | 2454.3069 | 2350.7709 | 2349.2589 | 2317.8429 | 2318.5632 | 2320.1732 | 2344.6764
Case A Updated RGGI Price | RGGI PJM | Combined Cycle | New Combined Cycle | New Combined Cycle | Generation | GWh | 0 | 0 | 0 | 0 | 0 | 0 | 0
Case A Updated RGGI Price | RGGI PJM | Combustion Turbine | New Combustion Turbine | New Combustion Turbine | Generation | GWh | 0 | 0 | 20.8756 | 46.5529 | 20.8756 | 4.5797 | 210.1752
Case A Updated RGGI Price | RGGI PJM | Other | New Other | New Other | Generation | GWh | 0 | 0 | 0 | 0 | 0 | 0 | 0
Case A Updated RGGI Price | RGGI PJM | Other RE | New Other RE | New Other RE | Generation | GWh | 0 | 0 | 0 | 0 | 0 | 0 | 0
Case A Updated RGGI Price | RGGI PJM | Solar PV | New Solar PV | New Solar PV | Generation | GWh | 0 | 0 | 0 | 0 | 0 | 7851.9239 | 20306.177
Case A Updated RGGI Price | RGGI PJM | Onshore Wind | New Onshore Wind | New Onshore Wind | Generation | GWh | 0 | 0 | 2882.4308 | 2882.4308 | 2882.4308 | 2882.4308 | 2882.4308
Case A Updated RGGI Price | RGGI PJM | Offshore Wind | New Offshore Wind | New Offshore Wind | Generation | GWh | 0 | 4079.1159 | 8805.6615 | 24212.2239 | 24212.2239 | 24212.2239 | 24212.2239
Case A Updated RGGI Price | RGGI PJM | Battery Storage | New Battery Storage | New Battery Storage | Generation | GWh | 2124.609 | 2182.3996 | 2318.6316 | 2349.0356 | 1443.0895 | 2005.1717 | 2473.2498
Case A Updated RGGI Price | RGGI PJM | Solar PV | New Solar PV | New Paired Solar PV | Generation | GWh | 0 | 0 | 0 | 0 | 4310.5561 | 4942.1413 | 22795.3106
Case A Updated RGGI Price | RGGI PJM | Battery Storage | New Battery Storage | New Paired Battery Storage | Generation | GWh | 0 | 0 | 0 | 0 | 1252.1541 | 1955.0725 | 9482.2929
Case A Updated RGGI Price | RGGI PJM | Hydrogen | New Hydrogen | New H2 CC | Generation | GWh | 0 | 0 | 0 | 0 | 0 | 0 | 0
Case A Updated RGGI Price | RGGI PJM | Hydrogen | New Hydrogen | New H2 CT | Generation | GWh | 0 | 0 | 0 | 0 | 0 | 0 | 0
Case | State/Region | Technology Aggregate | Technology Type | Technology Sub-Type | Metric | Units | 2025 | 2028 | 2030 | 2032 | 2035 | 2037 | 2040
Case A Updated RGGI Price | Non-RGGI Eastern Interconnection | Coal | Coal | Coal | Capacity | MW | 120650.9416 | 77896.6373 | 46555.9864 | 1692.4198 | 1444.1882 | 1416.2082 | 1216.7434
Case A Updated RGGI Price | Non-RGGI Eastern Interconnection | Coal with CCS | Coal with CCS | Coal with CCS | Capacity | MW | 0 | 0 | 0 | 6820.6655 | 6820.6655 | 6820.6655 | 6820.6655
Case A Updated RGGI Price | Non-RGGI Eastern Interconnection | Combined Cycle | Combined Cycle | Combined Cycle | Capacity | MW | 175351.3028 | 178652.3028 | 178652.3028 | 178211.6503 | 178211.6503 | 177694.6478 | 165468.3601
Case A Updated RGGI Price | Non-RGGI Eastern Interconnection | Combustion Turbine | Combustion Turbine | Combustion Turbine | Capacity | MW | 108679.061 | 107070.561 | 106630.4281 | 105678.8024 | 105678.8024 | 105274.3953 | 90128.8824
Case A Updated RGGI Price | Non-RGGI Eastern Interconnection | Oil/Gas | Oil/Gas | Oil/Gas | Capacity | MW | 61425.8389 | 59141.6308 | 69352.7048 | 69182.7048 | 67624.8346 | 58589.6785 | 32545.3312
Case A Updated RGGI Price | Non-RGGI Eastern Interconnection | Other | Other | Other | Capacity | MW | 237.6 | 237.6 | 237.6 | 237.6 | 237.6 | 237.6 | 237.6
Case A Updated RGGI Price | Non-RGGI Eastern Interconnection | Nuclear | Nuclear | Nuclear | Capacity | MW | 82051 | 83017 | 83010 | 83538 | 76434.0028 | 68053.7801 | 43006.2892
Case A Updated RGGI Price | Non-RGGI Eastern Interconnection | Hydro | Hydro | Hydro | Capacity | MW | 60401.618 | 60402.613 | 60402.613 | 60401.213 | 60401.213 | 60401.213 | 60401.213
Case A Updated RGGI Price | Non-RGGI Eastern Interconnection | Solar PV | Solar PV | Solar PV | Capacity | MW | 52169.698 | 54924.698 | 54924.698 | 54924.698 | 54924.698 | 54924.698 | 54924.698
Case A Updated RGGI Price | Non-RGGI Eastern Interconnection | Onshore Wind | Onshore Wind | Onshore Wind | Capacity | MW | 87104.957 | 88114.957 | 88114.957 | 88114.957 | 88114.957 | 88114.957 | 88114.957
Case A Updated RGGI Price | Non-RGGI Eastern Interconnection | Battery Storage | Battery Storage | Battery Storage | Capacity | MW | 1222.4 | 1632.4 | 1632.4 | 1632.4 | 1632.4 | 1632.4 | 1632.4
Case A Updated RGGI Price | Non-RGGI Eastern Interconnection | Other RE | Other RE | Other RE | Capacity | MW | 6433.43 | 3776.81 | 3771.81 | 3441.986 | 3441.986 | 3441.986 | 3422.926
Case A Updated RGGI Price | Non-RGGI Eastern Interconnection | Combined Cycle | New Combined Cycle | New Combined Cycle | Capacity | MW | 0 | 26021.6541 | 28841.4153 | 57006.2453 | 60864.3235 | 60904.7223 | 60904.7223
Case A Updated RGGI Price | Non-RGGI Eastern Interconnection | Combustion Turbine | New Combustion Turbine | New Combustion Turbine | Capacity | MW | 0 | 542.082 | 542.082 | 12843.3789 | 12843.3789 | 12843.3789 | 13033.7548
Case A Updated RGGI Price | Non-RGGI Eastern Interconnection | Other | New Other | New Other | Capacity | MW | 0 | 0 | 0 | 0 | 0 | 0 | 0
Case A Updated RGGI Price | Non-RGGI Eastern Interconnection | Other RE | New Other RE | New Other RE | Capacity | MW | 0 | 0 | 0 | 6286 | 6286 | 6286 | 6286
Case A Updated RGGI Price | Non-RGGI Eastern Interconnection | Solar PV | New Solar PV | New Solar PV | Capacity | MW | 0 | 0 | 0 | 0 | 8965.9787 | 94217.8377 | 201398.9028
Case A Updated RGGI Price | Non-RGGI Eastern Interconnection | Onshore Wind | New Onshore Wind | New Onshore Wind | Capacity | MW | 0 | 4710.9682 | 87523.392 | 99058.6521 | 133311.82 | 147718.9592 | 286091.147
Case A Updated RGGI Price | Non-RGGI Eastern Interconnection | Offshore Wind | New Offshore Wind | New Offshore Wind | Capacity | MW | 12 | 2612 | 2612 | 2612 | 2612 | 2612 | 2612
Case A Updated RGGI Price | Non-RGGI Eastern Interconnection | Battery Storage | New Battery Storage | New Battery Storage | Capacity | MW | 10011.6043 | 10011.6043 | 10011.6043 | 10011.6043 | 10011.6043 | 10011.6043 | 10011.6043
Case A Updated RGGI Price | Non-RGGI Eastern Interconnection | Solar PV | New Solar PV | New Paired Solar PV | Capacity | MW | 0 | 0 | 7230.9706 | 8387.2705 | 25382.361 | 32912.2977 | 93914.974
Case A Updated RGGI Price | Non-RGGI Eastern Interconnection | Battery Storage | New Battery Storage | New Paired Battery Storage | Capacity | MW | 0 | 0 | 4338.5824 | 5032.3623 | 15229.4166 | 19747.3786 | 56274.8834
Case A Updated RGGI Price | Non-RGGI Eastern Interconnection | Hydrogen | New Hydrogen | New H2 CC | Capacity | MW | 0 | 0 | 0 | 0 | 0 | 0 | 0
Case A Updated RGGI Price | Non-RGGI Eastern Interconnection | Hydrogen | New Hydrogen | New H2 CT | Capacity | MW | 0 | 0 | 0 | 0 | 0 | 0 | 0
Case A Updated RGGI Price | Non-RGGI Eastern Interconnection | Retire Coal | Retire Coal | Retire Coal | Capacity | MW | 0 | 17360.2783 | 25558.2293 | 55277.047 | 50391.2326 | 50419.2126 | 50618.6774
Case A Updated RGGI Price | Non-RGGI Eastern Interconnection | Retire Combined Cycle | Retire Combined Cycle | Retire Combined Cycle | Capacity | MW | 0 | 0 | 0 | 253.9572 | 253.9572 | 770.9597 | 12997.2474
Case A Updated RGGI Price | Non-RGGI Eastern Interconnection | Retire Combustion Turbine | Retire Combustion Turbine | Retire Combustion Turbine | Capacity | MW | 0 | 191.1 | 323.2329 | 675.6586 | 675.6586 | 1080.0657 | 15732.3786
Case A Updated RGGI Price | Non-RGGI Eastern Interconnection | Retire Oil/Gas | Retire Oil/Gas | Retire Oil/Gas | Capacity | MW | 0 | 1909.816 | 1714.0239 | 1470.0239 | 1893.8942 | 10929.0503 | 36973.3975
Case A Updated RGGI Price | Non-RGGI Eastern Interconnection | Retire Other | Retire Other | Retire Other | Capacity | MW | 0 | 2618.13 | 2623.13 | 2952.954 | 2952.954 | 2952.954 | 2972.014
Case A Updated RGGI Price | Non-RGGI Eastern Interconnection | Retire Nuclear | Retire Nuclear | Retire Nuclear | Capacity | MW | 0 | 0 | 0 | 0 | 9453.9972 | 17834.2199 | 42881.7108
Case A Updated RGGI Price | Non-RGGI Eastern Interconnection | Coal | Coal | Coal | Generation | GWh | 586046.2327 | 389901.0184 | 163942.7553 | 6909.0512 | 6992.7806 | 6497.7703 | 5642.3893
Case A Updated RGGI Price | Non-RGGI Eastern Interconnection | Coal with CCS | Coal with CCS | Coal with CCS | Generation | GWh | 0 | 0 | 0 | 59749.0298 | 59749.0298 | 59749.0298 | 59749.0298
Case A Updated RGGI Price | Non-RGGI Eastern Interconnection | Combined Cycle | Combined Cycle | Combined Cycle | Generation | GWh | 1043236.8645 | 1106327.1141 | 1011130.9796 | 1074484.9622 | 1049774.3782 | 937872.2458 | 408402.1075
Case A Updated RGGI Price | Non-RGGI Eastern Interconnection | Combustion Turbine | Combustion Turbine | Combustion Turbine | Generation | GWh | 11221.1608 | 11336.0094 | 10520.6538 | 12752.4821 | 5514.9467 | 2124.0546 | 1099.3235
Case A Updated RGGI Price | Non-RGGI Eastern Interconnection | Oil/Gas | Oil/Gas | Oil/Gas | Generation | GWh | 10320.4682 | 15557.1825 | 25736.3977 | 36809.7541 | 12841.4809 | 7249.4414 | 227.6087
Case A Updated RGGI Price | Non-RGGI Eastern Interconnection | Other | Other | Other | Generation | GWh | 2081.376 | 2081.376 | 2081.376 | 2081.376 | 2081.376 | 2081.376 | 2081.376
Case A Updated RGGI Price | Non-RGGI Eastern Interconnection | Nuclear | Nuclear | Nuclear | Generation | GWh | 658542.4619 | 666716.741 | 667398.8372 | 673921.8422 | 624405.1794 | 557294.4182 | 337111.265
Case A Updated RGGI Price | Non-RGGI Eastern Interconnection | Hydro | Hydro | Hydro | Generation | GWh | 193599.672 | 193527.9447 | 191904.6712 | 189400.0249 | 188096.8242 | 192107.9959 | 194860.8422
Case A Updated RGGI Price | Non-RGGI Eastern Interconnection | Solar PV | Solar PV | Solar PV | Generation | GWh | 112255.3996 | 121213.6138 | 121213.6138 | 121213.6138 | 121213.6138 | 121213.6138 | 120466.0244
Case A Updated RGGI Price | Non-RGGI Eastern Interconnection | Onshore Wind | Onshore Wind | Onshore Wind | Generation | GWh | 302152.6874 | 308263.4643 | 308263.4643 | 308263.4643 | 308267.2353 | 308266.9841 | 294227.1944
Case A Updated RGGI Price | Non-RGGI Eastern Interconnection | Battery Storage | Battery Storage | Battery Storage | Generation | GWh | 919.7778 | 648.447 | 694.1912 | 325.178 | 287.2749 | 625.6761 | 1616.5523
Case A Updated RGGI Price | Non-RGGI Eastern Interconnection | Other RE | Other RE | Other RE | Generation | GWh | 31255.6014 | 27977.3689 | 26615.0085 | 26291.7114 | 26291.7129 | 26285.9325 | 24999.3884
Case A Updated RGGI Price | Non-RGGI Eastern Interconnection | Combined Cycle | New Combined Cycle | New Combined Cycle | Generation | GWh | 0 | 215136.6656 | 235969.503 | 202507.7261 | 217083.581 | 217444.5281 | 200990.1258
Case A Updated RGGI Price | Non-RGGI Eastern Interconnection | Combustion Turbine | New Combustion Turbine | New Combustion Turbine | Generation | GWh | 0 | 328.2562 | 342.5958 | 27268.3508 | 22471.6076 | 6159.4545 | 2847.7827
Case A Updated RGGI Price | Non-RGGI Eastern Interconnection | Other | New Other | New Other | Generation | GWh | 0 | 0 | 0 | 0 | 0 | 0 | 0
Case A Updated RGGI Price | Non-RGGI Eastern Interconnection | Other RE | New Other RE | New Other RE | Generation | GWh | 0 | 0 | 0 | 33168.3702 | 33168.3702 | 33168.3702 | 33168.3702
Case A Updated RGGI Price | Non-RGGI Eastern Interconnection | Solar PV | New Solar PV | New Solar PV | Generation | GWh | 0 | 0 | 0 | 0 | 22886.3672 | 226946.5914 | 478745.483
Case A Updated RGGI Price | Non-RGGI Eastern Interconnection | Onshore Wind | New Onshore Wind | New Onshore Wind | Generation | GWh | 0 | 19566.9109 | 367421.1499 | 417666.8933 | 558619.533 | 619262.3823 | 1113434.5238
Case A Updated RGGI Price | Non-RGGI Eastern Interconnection | Offshore Wind | New Offshore Wind | New Offshore Wind | Generation | GWh | 46.3185 | 10751.0385 | 10751.0385 | 10751.0385 | 10751.0385 | 10751.0385 | 10751.0385
Case A Updated RGGI Price | Non-RGGI Eastern Interconnection | Battery Storage | New Battery Storage | New Battery Storage | Generation | GWh | 9529.3909 | 10930.4558 | 10103.0116 | 7778.6836 | 8411.7557 | 12073.8631 | 12788.3924
Case A Updated RGGI Price | Non-RGGI Eastern Interconnection | Solar PV | New Solar PV | New Paired Solar PV | Generation | GWh | 0 | 0 | 16791.1155 | 19724.3105 | 62146.2332 | 81440.0407 | 227850.6933
Case A Updated RGGI Price | Non-RGGI Eastern Interconnection | Battery Storage | New Battery Storage | New Paired Battery Storage | Generation | GWh | 0 | 0 | 5221.3306 | 1718.3397 | 10233.6135 | 28074.9304 | 82161.3298
Case A Updated RGGI Price | Non-RGGI Eastern Interconnection | Hydrogen | New Hydrogen | New H2 CC | Generation | GWh | 0 | 0 | 0 | 0 | 0 | 0 | 0
Case A Updated RGGI Price | Non-RGGI Eastern Interconnection | Hydrogen | New Hydrogen | New H2 CT | Generation | GWh | 0 | 0 | 0 | 0 | 0 | 0 | 0
Case | State/Region | Technology Aggregate | Technology Type | Technology Sub-Type | Metric | Units | 2025 | 2028 | 2030 | 2032 | 2035 | 2037 | 2040
Case A Updated RGGI Price | On | Coal | Coal | Coal | Capacity | MW | 0 | 0 | 0 | 0 | 0 | 0 | 0
Case A Updated RGGI Price | On | Coal with CCS | Coal with CCS | Coal with CCS | Capacity | MW | 0 | 0 | 0 | 0 | 0 | 0 | 0
Case A Updated RGGI Price | On | Combined Cycle | Combined Cycle | Combined Cycle | Capacity | MW | 6655.6258 | 6655.6258 | 6655.6258 | 6655.6258 | 6655.6258 | 6655.6258 | 6655.6258
Case A Updated RGGI Price | On | Combustion Turbine | Combustion Turbine | Combustion Turbine | Capacity | MW | 1082.25 | 1082.25 | 1082.25 | 1082.25 | 1082.25 | 1082.25 | 1082.25
Case A Updated RGGI Price | On | Oil/Gas | Oil/Gas | Oil/Gas | Capacity | MW | 2503.417 | 2503.417 | 2503.417 | 2503.417 | 2503.417 | 2503.417 | 2503.417
Case A Updated RGGI Price | On | Other | Other | Other | Capacity | MW | 0 | 0 | 0 | 0 | 0 | 0 | 0
Case A Updated RGGI Price | On | Nuclear | Nuclear | Nuclear | Capacity | MW | 9508 | 9068 | 9051 | 9579 | 11929 | 11929 | 11929
Case A Updated RGGI Price | On | Hydro | Hydro | Hydro | Capacity | MW | 9264.568 | 9264.568 | 9264.568 | 9264.568 | 9264.568 | 9264.568 | 9264.568
Case A Updated RGGI Price | On | Solar PV | Solar PV | Solar PV | Capacity | MW | 1480.67 | 1480.67 | 1480.67 | 1480.67 | 1480.67 | 1480.67 | 1480.67
Case A Updated RGGI Price | On | Onshore Wind | Onshore Wind | Onshore Wind | Capacity | MW | 5045.395 | 5045.395 | 5045.395 | 5045.395 | 5045.395 | 5045.395 | 5045.395
Case A Updated RGGI Price | On | Battery Storage | Battery Storage | Battery Storage | Capacity | MW | 0 | 0 | 0 | 0 | 0 | 0 | 0
Case A Updated RGGI Price | On | Other RE | Other RE | Other RE | Capacity | MW | 603.469 | 235.3 | 235.3 | 235.3 | 235.3 | 235.3 | 235.3
Case A Updated RGGI Price | On | Combined Cycle | New Combined Cycle | New Combined Cycle | Capacity | MW | 0 | 0 | 0 | 0 | 0 | 0 | 0
Case A Updated RGGI Price | On | Combustion Turbine | New Combustion Turbine | New Combustion Turbine | Capacity | MW | 0 | 0 | 0 | 537.5606 | 537.5606 | 537.5606 | 727.9365
Case A Updated RGGI Price | On | Other | New Other | New Other | Capacity | MW | 0 | 0 | 0 | 0 | 0 | 0 | 0
Case A Updated RGGI Price | On | Other RE | New Other RE | New Other RE | Capacity | MW | 0 | 0 | 0 | 0 | 0 | 0 | 0
Case A Updated RGGI Price | On | Solar PV | New Solar PV | New Solar PV | Capacity | MW | 0 | 0 | 0 | 0 | 0 | 0 | 0
Case A Updated RGGI Price | On | Onshore Wind | New Onshore Wind | New Onshore Wind | Capacity | MW | 0 | 0 | 0 | 997.9198 | 1215.5856 | 2066.3013 | 2097.8613
Case A Updated RGGI Price | On | Offshore Wind | New Offshore Wind | New Offshore Wind | Capacity | MW | 0 | 0 | 0 | 0 | 0 | 0 | 0
Case A Updated RGGI Price | On | Battery Storage | New Battery Storage | New Battery Storage | Capacity | MW | 0 | 0 | 0 | 0 | 0 | 0 | 0
Case A Updated RGGI Price | On | Solar PV | New Solar PV | New Paired Solar PV | Capacity | MW | 0 | 0 | 0 | 0 | 0 | 0 | 0
Case A Updated RGGI Price | On | Battery Storage | New Battery Storage | New Paired Battery Storage | Capacity | MW | 0 | 0 | 0 | 0 | 0 | 0 | 0
Case A Updated RGGI Price | On | Hydrogen | New Hydrogen | New H2 CC | Capacity | MW | 0 | 0 | 0 | 0 | 0 | 0 | 0
Case A Updated RGGI Price | On | Hydrogen | New Hydrogen | New H2 CT | Capacity | MW | 0 | 0 | 0 | 0 | 0 | 0 | 0
Case A Updated RGGI Price | On | Retire Coal | Retire Coal | Retire Coal | Capacity | MW | 0 | 0 | 0 | 0 | 0 | 0 | 0
Case A Updated RGGI Price | On | Retire Combined Cycle | Retire Combined Cycle | Retire Combined Cycle | Capacity | MW | 0 | 0 | 0 | 0 | 0 | 0 | 0
Case A Updated RGGI Price | On | Retire Combustion Turbine | Retire Combustion Turbine | Retire Combustion Turbine | Capacity | MW | 0 | 0 | 0 | 0 | 0 | 0 | 0
Case A Updated RGGI Price | On | Retire Oil/Gas | Retire Oil/Gas | Retire Oil/Gas | Capacity | MW | 0 | 0 | 0 | 0 | 0 | 0 | 0
Case A Updated RGGI Price | On | Retire Other | Retire Other | Retire Other | Capacity | MW | 0 | 368.169 | 368.169 | 368.169 | 368.169 | 368.169 | 368.169
Case A Updated RGGI Price | On | Retire Nuclear | Retire Nuclear | Retire Nuclear | Capacity | MW | 0 | 0 | 0 | 0 | 0 | 0 | 0
Case A Updated RGGI Price | On | Coal | Coal | Coal | Generation | GWh | 0 | 0 | 0 | 0 | 0 | 0 | 0
Case A Updated RGGI Price | On | Coal with CCS | Coal with CCS | Coal with CCS | Generation | GWh | 0 | 0 | 0 | 0 | 0 | 0 | 0
Case A Updated RGGI Price | On | Combined Cycle | Combined Cycle | Combined Cycle | Generation | GWh | 8456.1404 | 20522.6692 | 24121.7371 | 25782.4657 | 20281.9886 | 23351.4945 | 21710.1275
Case A Updated RGGI Price | On | Combustion Turbine | Combustion Turbine | Combustion Turbine | Generation | GWh | 0 | 2.9594 | 282.8681 | 296.3884 | 31.5534 | 22.8701 | 46.2321
Case A Updated RGGI Price | On | Oil/Gas | Oil/Gas | Oil/Gas | Generation | GWh | 0 | 0 | 0 | 0.51898 | 0 | 0 | 0
Case A Updated RGGI Price | On | Other | Other | Other | Generation | GWh | 0 | 0 | 0 | 0 | 0 | 0 | 0
Case A Updated RGGI Price | On | Nuclear | Nuclear | Nuclear | Generation | GWh | 80169.585 | 76463.0705 | 77535.2497 | 83912.04 | 104498.04 | 104498.04 | 104488.2224
Case A Updated RGGI Price | On | Hydro | Hydro | Hydro | Generation | GWh | 41148.1474 | 41147.0206 | 41156.4166 | 41173.8666 | 41155.1986 | 41153.0469 | 41192.7826
Case A Updated RGGI Price | On | Solar PV | Solar PV | Solar PV | Generation | GWh | 2939.2688 | 2939.2688 | 2939.2688 | 2939.2688 | 2939.2688 | 2939.2688 | 2939.2688
Case A Updated RGGI Price | On | Onshore Wind | Onshore Wind | Onshore Wind | Generation | GWh | 14626.0581 | 14626.0581 | 14626.0581 | 14626.0581 | 14626.0581 | 14626.0581 | 14626.0581
Case A Updated RGGI Price | On | Battery Storage | Battery Storage | Battery Storage | Generation | GWh | 0 | 0 | 0 | 0 | 0 | 0 | 0
Case A Updated RGGI Price | On | Other RE | Other RE | Other RE | Generation | GWh | 3527.7471 | 1861.7297 | 1861.7297 | 1861.7297 | 1861.7297 | 1861.7297 | 1861.7297
Case A Updated RGGI Price | On | Combined Cycle | New Combined Cycle | New Combined Cycle | Generation | GWh | 0 | 0 | 0 | 0 | 0 | 0 | 0
Case A Updated RGGI Price | On | Combustion Turbine | New Combustion Turbine | New Combustion Turbine | Generation | GWh | 0 | 0 | 0 | 66.4023 | 0 | 0 | 22.7483
Case A Updated RGGI Price | On | Other | New Other | New Other | Generation | GWh | 0 | 0 | 0 | 0 | 0 | 0 | 0
Case A Updated RGGI Price | On | Other RE | New Other RE | New Other RE | Generation | GWh | 0 | 0 | 0 | 0 | 0 | 0 | 0
Case A Updated RGGI Price | On | Solar PV | New Solar PV | New Solar PV | Generation | GWh | 0 | 0 | 0 | 0 | 0 | 0 | 0
Case A Updated RGGI Price | On | Onshore Wind | New Onshore Wind | New Onshore Wind | Generation | GWh | 0 | 0 | 0 | 4767.7849 | 5795.3584 | 9817.7584 | 9967.3382
Case A Updated RGGI Price | On | Offshore Wind | New Offshore Wind | New Offshore Wind | Generation | GWh | 0 | 0 | 0 | 0 | 0 | 0 | 0
Case A Updated RGGI Price | On | Battery Storage | New Battery Storage | New Battery Storage | Generation | GWh | 0 | 0 | 0 | 0 | 0 | 0 | 0
Case A Updated RGGI Price | On | Solar PV | New Solar PV | New Paired Solar PV | Generation | GWh | 0 | 0 | 0 | 0 | 0 | 0 | 0
Case A Updated RGGI Price | On | Battery Storage | New Battery Storage | New Paired Battery Storage | Generation | GWh | 0 | 0 | 0 | 0 | 0 | 0 | 0
Case A Updated RGGI Price | On | Hydrogen | New Hydrogen | New H2 CC | Generation | GWh | 0 | 0 | 0 | 0 | 0 | 0 | 0
Case A Updated RGGI Price | On | Hydrogen | New Hydrogen | New H2 CT | Generation | GWh | 0 | 0 | 0 | 0 | 0 | 0 | 0
Case | State/Region | Technology Aggregate | Technology Type | Technology Sub-Type | Metric | Units | 2025 | 2028 | 2030 | 2032 | 2035 | 2037 | 2040
Case A Updated RGGI Price | CT | All | All | All | CO2 Emissions | Million Metric Tons | 6.915 | 7.1753 | 3.9884 | 4.7199 | 3.5214 | 3.3675 | 1.1814
Case A Updated RGGI Price | DE | All | All | All | CO2 Emissions | Million Metric Tons | 1.3958 | 0.26815 | 0.31828 | 0.34825 | 0.50529 | 0.33558 | 0.45344
Case A Updated RGGI Price | ME | All | All | All | CO2 Emissions | Million Metric Tons | 0.59466 | 0.32296 | 0 | 0.22978 | 0.23595 | 0.0014963 | 0.015134
Case A Updated RGGI Price | MD | All | All | All | CO2 Emissions | Million Metric Tons | 1.8098 | 1.3634 | 1.0596 | 1.6127 | 1.9155 | 1.2763 | 0.026641
Case A Updated RGGI Price | MA | All | All | All | CO2 Emissions | Million Metric Tons | 4.6175 | 5.0581 | 3.87 | 4.4308 | 5.277 | 4.0588 | 2.7098
Case A Updated RGGI Price | NH | All | All | All | CO2 Emissions | Million Metric Tons | 1.3366 | 0.75657 | 0.67172 | 0.94684 | 1.0718 | 0.35083 | 0.0053222
Case A Updated RGGI Price | NJ | All | All | All | CO2 Emissions | Million Metric Tons | 9.0791 | 6.9635 | 5.98 | 5.3449 | 6.6658 | 6.6614 | 5.6194
Case A Updated RGGI Price | NY | All | All | All | CO2 Emissions | Million Metric Tons | 19.458 | 12.5119 | 11.0243 | 11.2456 | 13.5538 | 14.2724 | 14.5348
Case A Updated RGGI Price | RI | All | All | All | CO2 Emissions | Million Metric Tons | 2.3375 | 2.4927 | 2.189 | 2.5489 | 2.5446 | 1.6518 | 1.2116
Case A Updated RGGI Price | VT | All | All | All | CO2 Emissions | Million Metric Tons | 0 | 0 | 0 | 0 | 0 | 0 | 0
Case A Updated RGGI Price | ON | All | All | All | CO2 Emissions | Million Metric Tons | 5.4319 | 8.6162 | 10.2435 | 11.0213 | 8.542 | 9.8044 | 9.1595
Case A Updated RGGI Price | 10-State Contributions | All | All | All | CO2 Emissions | Million Metric Tons | 47.544 | 36.9126 | 29.1012 | 31.4278 | 35.291 | 31.9762 | 25.7575
Case A Updated RGGI Price | RGGI PJM | All | All | All | CO2 Emissions | Million Metric Tons | 12.2847 | 8.5951 | 7.3578 | 7.3059 | 9.0866 | 8.2733 | 6.0995
Case A Updated RGGI Price | Non-RGGI PJM | All | All | All | CO2 Emissions | Million Metric Tons | 558.1949 | 460.243 | 377.8786 | 289.4678 | 274.4666 | 246.0864 | 141.4216
Case | State/Region | Technology Aggregate | Technology Type | Technology Sub-Type | Metric | Units | 2025 | 2028 | 2030 | 2032 | 2035 | 2037 | 2040
Case A Updated RGGI Price | ISONE | Coal | Coal | Coal | CO2 Emissions | Million Metric Tons | 0.67411 | 0 | 0 | 0 | 0 | 0 | 0
Case A Updated RGGI Price | ISONE | Combined Cycle | Combined Cycle | Combined Cycle | CO2 Emissions | Million Metric Tons | 15.1271 | 15.8056 | 10.7191 | 12.8763 | 11.2686 | 8.0484 | 3.7261
Case A Updated RGGI Price | ISONE | Combustion Turbine | Combustion Turbine | Combustion Turbine | CO2 Emissions | Million Metric Tons | 0 | 0 | 0 | 0 | 0.0015145 | 0.0014963 | 0.0015145
Case A Updated RGGI Price | ISONE | Oil/Gas | Oil/Gas | Oil/Gas | CO2 Emissions | Million Metric Tons | 0 | 0 | 0 | 0 | 0 | 0 | 0
Case A Updated RGGI Price | ISONE | Combined Cycle | New Combined Cycle | New Combined Cycle | CO2 Emissions | Million Metric Tons | 0 | 0 | 0 | 0 | 1.3805 | 1.3805 | 1.3805
Case A Updated RGGI Price | ISONE | Combustion Turbine | New Combustion Turbine | New Combustion Turbine | CO2 Emissions | Million Metric Tons | 0 | 0 | 0 | 0 | 0 | 0 | 0.015134
Case A Updated RGGI Price | NYISO | Coal | Coal | Coal | CO2 Emissions | Million Metric Tons | 0 | 0 | 0 | 0 | 0 | 0 | 0
Case A Updated RGGI Price | NYISO | Combined Cycle | Combined Cycle | Combined Cycle | CO2 Emissions | Million Metric Tons | 16.6982 | 13.9197 | 12.2045 | 11.6951 | 13.9849 | 13.649 | 12.5478
Case A Updated RGGI Price | NYISO | Combustion Turbine | Combustion Turbine | Combustion Turbine | CO2 Emissions | Million Metric Tons | 1.3984 | 0.12296 | 0.24717 | 0.36709 | 0.35741 | 0.36249 | 0.61711
Case A Updated RGGI Price | NYISO | Oil/Gas | Oil/Gas | Oil/Gas | CO2 Emissions | Million Metric Tons | 4.7993 | 1.0841 | 1.4208 | 1.8753 | 1.4186 | 1.9149 | 3.2921
Case A Updated RGGI Price | NYISO | Combined Cycle | New Combined Cycle | New Combined Cycle | CO2 Emissions | Million Metric Tons | 0 | 0 | 0 | 0.086885 | 0.48945 | 1.0965 | 1.0965
Case A Updated RGGI Price | NYISO | Combustion Turbine | New Combustion Turbine | New Combustion Turbine | CO2 Emissions | Million Metric Tons | 0 | 0 | 0 | 0 | 0 | 0 | 0
Case A Updated RGGI Price | PJM | Coal | Coal | Coal | CO2 Emissions | Million Metric Tons | 0.31783 | 0 | 0 | 0 | 0 | 0 | 0
Case A Updated RGGI Price | PJM | Combined Cycle | Combined Cycle | Combined Cycle | CO2 Emissions | Million Metric Tons | 8.1392 | 5.5804 | 4.2793 | 4.1508 | 5.98 | 5.1858 | 2.6534
Case A Updated RGGI Price | PJM | Combustion Turbine | Combustion Turbine | Combustion Turbine | CO2 Emissions | Million Metric Tons | 0.089474 | 0.023429 | 0.023429 | 0.023148 | 0.021604 | 0.011889 | 0.13737
Case A Updated RGGI Price | PJM | Oil/Gas | Oil/Gas | Oil/Gas | CO2 Emissions | Million Metric Tons | 0 | 0 | 0 | 0 | 0 | 0 | 0
Case A Updated RGGI Price | PJM | Combined Cycle | New Combined Cycle | New Combined Cycle | CO2 Emissions | Million Metric Tons | 0 | 0 | 0 | 0 | 0 | 0 | 0
Case A Updated RGGI Price | PJM | Combustion Turbine | New Combustion Turbine | New Combustion Turbine | CO2 Emissions | Million Metric Tons | 0 | 0 | 0.012104 | 0.026993 | 0.012104 | 0.0026555 | 0.12187
Case A Updated RGGI Price | SERC | Coal | Coal | Coal | CO2 Emissions | Million Metric Tons | 134.783 | 60.9539 | 31.2587 | 0 | 0 | 0 | 0
Case A Updated RGGI Price | SERC | Combined Cycle | Combined Cycle | Combined Cycle | CO2 Emissions | Million Metric Tons | 101.1742 | 103.5443 | 99.0655 | 114.0369 | 114.4868 | 93.9325 | 28.6916
Case A Updated RGGI Price | SERC | Combustion Turbine | Combustion Turbine | Combustion Turbine | CO2 Emissions | Million Metric Tons | 1.1448 | 0.89351 | 0.8439 | 1.3242 | 0.91008 | 0.22219 | 0.037991
Case A Updated RGGI Price | SERC | Oil/Gas | Oil/Gas | Oil/Gas | CO2 Emissions | Million Metric Tons | 0.10043 | 0.51746 | 0.6077 | 1.2762 | 0.74338 | 0.6077 | 0.055537
Case A Updated RGGI Price | SERC | Combined Cycle | New Combined Cycle | New Combined Cycle | CO2 Emissions | Million Metric Tons | 0 | 20.7772 | 25.71 | 23.4215 | 24.6657 | 24.6657 | 21.8537
Case A Updated RGGI Price | SERC | Combustion Turbine | New Combustion Turbine | New Combustion Turbine | CO2 Emissions | Million Metric Tons | 0 | 0 | 0 | 0 | 0 | 0 | 0
Case | State/Region | Technology Aggregate | Technology Type | Technology Sub-Type | Metric | Units | 2025 | 2028 | 2030 | 2032 | 2035 | 2037 | 2040
Case A Updated RGGI Price | Eastern Interconnection | Coal | Coal | Coal | CO2 Emissions | Million Metric Tons | 624.5806 | 415.2655 | 172.6849 | 8.0578 | 8.2724 | 7.6379 | 6.5765
Case A Updated RGGI Price | Eastern Interconnection | Combined Cycle | Combined Cycle | Combined Cycle | CO2 Emissions | Million Metric Tons | 478.2304 | 499.5655 | 451.4252 | 476.0448 | 467.5939 | 414.0475 | 183.6248
Case A Updated RGGI Price | Eastern Interconnection | Combustion Turbine | Combustion Turbine | Combustion Turbine | CO2 Emissions | Million Metric Tons | 8.6093 | 7.4194 | 7.2045 | 8.7211 | 4.0806 | 1.9913 | 1.663
Case A Updated RGGI Price | Eastern Interconnection | Oil/Gas | Oil/Gas | Oil/Gas | CO2 Emissions | Million Metric Tons | 10.834 | 10.5794 | 17.2185 | 24.2677 | 9.2182 | 6.294 | 3.4166
Case A Updated RGGI Price | Eastern Interconnection | Combined Cycle | New Combined Cycle | New Combined Cycle | CO2 Emissions | Million Metric Tons | 0 | 80.394 | 88.1604 | 75.6818 | 82.9002 | 83.6419 | 77.5061
Case A Updated RGGI Price | Eastern Interconnection | Combustion Turbine | New Combustion Turbine | New Combustion Turbine | CO2 Emissions | Million Metric Tons | 0 | 0.19034 | 0.21075 | 15.8382 | 13.042 | 3.5741 | 1.7883
Case | State/Region | Season | Fuel Type Aggregate | Fuel Type | Metric | Units | 2025 | 2028 | 2030 | 2032 | 2035 | 2037 | 2040
Case A Updated RGGI Price | CT | Annual | Fossil | Coal | Fuel Consumption | TBtu | 0 | 0 | 0 | 0 | 0 | 0 | 0
Case A Updated RGGI Price | CT | Annual | Fossil | Gas | Fuel Consumption | TBtu | 120.2685 | 125.4848 | 72.3479 | 84.8101 | 63.5185 | 61.0671 | 22.0622
Case A Updated RGGI Price | CT | Annual | Fossil | Oil | Fuel Consumption | TBtu | 0 | 0 | 0 | 0 | 0 | 0 | 0
Case A Updated RGGI Price | CT | Winter | Fossil | Coal | Fuel Consumption | TBtu | 0 | 0 | 0 | 0 | 0 | 0 | 0
Case A Updated RGGI Price | CT | Winter | Fossil | Gas | Fuel Consumption | TBtu | 28.9488 | 34.0098 | 18.1782 | 17.7956 | 6.3006 | 9.5739 | 7.9568
Case A Updated RGGI Price | CT | Winter | Fossil | Oil | Fuel Consumption | TBtu | 0 | 0 | 0 | 0 | 0 | 0 | 0
Case A Updated RGGI Price | DE | Annual | Fossil | Coal | Fuel Consumption | TBtu | 2.4891 | 0 | 0 | 0 | 0 | 0 | 0
Case A Updated RGGI Price | DE | Annual | Fossil | Gas | Fuel Consumption | TBtu | 20.0942 | 5.1956 | 6.0991 | 7.1491 | 9.8974 | 6.8563 | 8.5217
Case A Updated RGGI Price | DE | Annual | Fossil | Oil | Fuel Consumption | TBtu | 0 | 0 | 0 | 0 | 0 | 0 | 0
Case A Updated RGGI Price | DE | Winter | Fossil | Coal | Fuel Consumption | TBtu | 2.4891 | 0 | 0 | 0 | 0 | 0 | 0
Case A Updated RGGI Price | DE | Winter | Fossil | Gas | Fuel Consumption | TBtu | 3.1177 | 0 | 0.12456 | 0.27732 | 0.249 | 0.2388 | 0.15167
Case A Updated RGGI Price | DE | Winter | Fossil | Oil | Fuel Consumption | TBtu | 0 | 0 | 0 | 0 | 0 | 0 | 0
Case A Updated RGGI Price | ME | Annual | Fossil | Coal | Fuel Consumption | TBtu | 0 | 0 | 0 | 0 | 0 | 0 | 0
Case A Updated RGGI Price | ME | Annual | Fossil | Gas | Fuel Consumption | TBtu | 10.3236 | 6.1114 | 0.30109 | 4.2975 | 4.5348 | 0.22525 | 0.27811
Case A Updated RGGI Price | ME | Annual | Fossil | Oil | Fuel Consumption | TBtu | 0 | 0 | 0 | 0 | 0 | 0 | 0
Case A Updated RGGI Price | ME | Winter | Fossil | Coal | Fuel Consumption | TBtu | 0 | 0 | 0 | 0 | 0 | 0 | 0
Case A Updated RGGI Price | ME | Winter | Fossil | Gas | Fuel Consumption | TBtu | 0.0075322 | 1.4865 | 0 | 0 | 0 | 0 | 0
Case A Updated RGGI Price | ME | Winter | Fossil | Oil | Fuel Consumption | TBtu | 0 | 0 | 0 | 0 | 0 | 0 | 0
Case A Updated RGGI Price | MD | Annual | Fossil | Coal | Fuel Consumption | TBtu | 0 | 0 | 0 | 0 | 0 | 0 | 0
Case A Updated RGGI Price | MD | Annual | Fossil | Gas | Fuel Consumption | TBtu | 31.2057 | 23.5966 | 18.5017 | 28.2622 | 33.3239 | 22.1975 | 0.87792
Case A Updated RGGI Price | MD | Annual | Fossil | Oil | Fuel Consumption | TBtu | 0 | 0 | 0 | 0 | 0 | 0 | 0
Case A Updated RGGI Price | MD | Winter | Fossil | Coal | Fuel Consumption | TBtu | 0 | 0 | 0 | 0 | 0 | 0 | 0
Case A Updated RGGI Price | MD | Winter | Fossil | Gas | Fuel Consumption | TBtu | 7.4717 | 6.1717 | 1.9927 | 7.1714 | 8.6832 | 0.83487 | 0
Case A Updated RGGI Price | MD | Winter | Fossil | Oil | Fuel Consumption | TBtu | 0 | 0 | 0 | 0 | 0 | 0 | 0
Case A Updated RGGI Price | MA | Annual | Fossil | Coal | Fuel Consumption | TBtu | 0 | 0 | 0 | 0 | 0 | 0 | 0
Case A Updated RGGI Price | MA | Annual | Fossil | Gas | Fuel Consumption | TBtu | 80.4612 | 89.4929 | 69.2666 | 79.6169 | 93.8503 | 72.4104 | 48.6336
Case A Updated RGGI Price | MA | Annual | Fossil | Oil | Fuel Consumption | TBtu | 0 | 0 | 0 | 0 | 0 | 0 | 0
Case A Updated RGGI Price | MA | Winter | Fossil | Coal | Fuel Consumption | TBtu | 0 | 0 | 0 | 0 | 0 | 0 | 0
Case A Updated RGGI Price | MA | Winter | Fossil | Gas | Fuel Consumption | TBtu | 20.7224 | 23.526 | 15.093 | 14.6111 | 18.5545 | 16.2117 | 13.7803
Case A Updated RGGI Price | MA | Winter | Fossil | Oil | Fuel Consumption | TBtu | 0 | 0 | 0 | 0 | 0 | 0 | 0
Case A Updated RGGI Price | NH | Annual | Fossil | Coal | Fuel Consumption | TBtu | 6.5671 | 0 | 0 | 0 | 0 | 0 | 0
Case A Updated RGGI Price | NH | Annual | Fossil | Gas | Fuel Consumption | TBtu | 11.3225 | 13.1018 | 11.6607 | 16.3695 | 18.4862 | 6.1906 | 0.1322
Case A Updated RGGI Price | NH | Annual | Fossil | Oil | Fuel Consumption | TBtu | 0 | 0 | 0 | 0 | 0 | 0 | 0
Case A Updated RGGI Price | NH | Winter | Fossil | Coal | Fuel Consumption | TBtu | 6.5671 | 0 | 0 | 0 | 0 | 0 | 0
Case A Updated RGGI Price | NH | Winter | Fossil | Gas | Fuel Consumption | TBtu | 0 | 0.33184 | 0 | 0 | 0 | 0.0017478 | 0.011212
Case A Updated RGGI Price | NH | Winter | Fossil | Oil | Fuel Consumption | TBtu | 0 | 0 | 0 | 0 | 0 | 0 | 0
Case A Updated RGGI Price | NJ | Annual | Fossil | Coal | Fuel Consumption | TBtu | 0 | 0 | 0 | 0 | 0 | 0 | 0
Case A Updated RGGI Price | NJ | Annual | Fossil | Gas | Fuel Consumption | TBtu | 92.1434 | 69.0492 | 51.4164 | 39.3938 | 62.6958 | 62.587 | 42.5209
Case A Updated RGGI Price | NJ | Annual | Fossil | Oil | Fuel Consumption | TBtu | 0 | 0 | 0 | 0 | 0 | 0 | 0
Case A Updated RGGI Price | NJ | Winter | Fossil | Coal | Fuel Consumption | TBtu | 0 | 0 | 0 | 0 | 0 | 0 | 0
Case A Updated RGGI Price | NJ | Winter | Fossil | Gas | Fuel Consumption | TBtu | 28.9081 | 17.9777 | 12.9317 | 4.5729 | 11.8415 | 12.4912 | 4.4925
Case A Updated RGGI Price | NJ | Winter | Fossil | Oil | Fuel Consumption | TBtu | 0 | 0 | 0 | 0 | 0 | 0 | 0
Case A Updated RGGI Price | NY | Annual | Fossil | Coal | Fuel Consumption | TBtu | 0 | 0 | 0 | 0 | 0 | 0 | 0
Case A Updated RGGI Price | NY | Annual | Fossil | Gas | Fuel Consumption | TBtu | 393.3182 | 262.0463 | 240.6622 | 243.5666 | 282.7255 | 296.2872 | 304.5823
Case A Updated RGGI Price | NY | Annual | Fossil | Oil | Fuel Consumption | TBtu | 0.74703 | 0 | 0 | 0 | 0 | 0 | 0
Case A Updated RGGI Price | NY | Winter | Fossil | Coal | Fuel Consumption | TBtu | 0 | 0 | 0 | 0 | 0 | 0 | 0
Case A Updated RGGI Price | NY | Winter | Fossil | Gas | Fuel Consumption | TBtu | 104.9986 | 63.3413 | 48.5594 | 52.6306 | 63.2717 | 74.5169 | 54.8149
Case A Updated RGGI Price | NY | Winter | Fossil | Oil | Fuel Consumption | TBtu | 0.74703 | 0 | 0 | 0 | 0 | 0 | 0
Case A Updated RGGI Price | RI | Annual | Fossil | Coal | Fuel Consumption | TBtu | 0 | 0 | 0 | 0 | 0 | 0 | 0
Case A Updated RGGI Price | RI | Annual | Fossil | Gas | Fuel Consumption | TBtu | 41.9325 | 44.5881 | 39.4004 | 45.5493 | 45.4758 | 30.223 | 22.0701
Case A Updated RGGI Price | RI | Annual | Fossil | Oil | Fuel Consumption | TBtu | 0 | 0 | 0 | 0 | 0 | 0 | 0
Case A Updated RGGI Price | RI | Winter | Fossil | Coal | Fuel Consumption | TBtu | 0 | 0 | 0 | 0 | 0 | 0 | 0
Case A Updated RGGI Price | RI | Winter | Fossil | Gas | Fuel Consumption | TBtu | 9.9786 | 12.2044 | 9.3864 | 10.3223 | 8.9248 | 6.9166 | 8.3759
Case A Updated RGGI Price | RI | Winter | Fossil | Oil | Fuel Consumption | TBtu | 0 | 0 | 0 | 0 | 0 | 0 | 0
Case A Updated RGGI Price | VT | Annual | Fossil | Coal | Fuel Consumption | TBtu | 0 | 0 | 0 | 0 | 0 | 0 | 0
Case A Updated RGGI Price | VT | Annual | Fossil | Gas | Fuel Consumption | TBtu | 0.013227 | 0.008529 | 0.001163 | 0.001163 | 0.001163 | 0 | 0
Case A Updated RGGI Price | VT | Annual | Fossil | Oil | Fuel Consumption | TBtu | 0 | 0 | 0 | 0 | 0 | 0 | 0
Case A Updated RGGI Price | VT | Winter | Fossil | Coal | Fuel Consumption | TBtu | 0 | 0 | 0 | 0 | 0 | 0 | 0
Case A Updated RGGI Price | VT | Winter | Fossil | Gas | Fuel Consumption | TBtu | 0 | 0 | 0 | 0 | 0 | 0 | 0
Case A Updated RGGI Price | VT | Winter | Fossil | Oil | Fuel Consumption | TBtu | 0 | 0 | 0 | 0 | 0 | 0 | 0
Case A Updated RGGI Price | CT | Summer | Fossil | Coal | Fuel Consumption | TBtu | 0 | 0 | 0 | 0 | 0 | 0 | 0
Case A Updated RGGI Price | CT | Summer | Fossil | Gas | Fuel Consumption | TBtu | 49.3871 | 51.5798 | 35.3935 | 39.5114 | 38.0225 | 37.8941 | 13.0122
Case A Updated RGGI Price | CT | Summer | Fossil | Oil | Fuel Consumption | TBtu | 0 | 0 | 0 | 0 | 0 | 0 | 0
Case A Updated RGGI Price | DE | Summer | Fossil | Coal | Fuel Consumption | TBtu | 0 | 0 | 0 | 0 | 0 | 0 | 0
Case A Updated RGGI Price | DE | Summer | Fossil | Gas | Fuel Consumption | TBtu | 9.3024 | 4.6654 | 5.6873 | 6.2542 | 7.2026 | 6.0484 | 8.0251
Case A Updated RGGI Price | DE | Summer | Fossil | Oil | Fuel Consumption | TBtu | 0 | 0 | 0 | 0 | 0 | 0 | 0
Case A Updated RGGI Price | ME | Summer | Fossil | Coal | Fuel Consumption | TBtu | 0 | 0 | 0 | 0 | 0 | 0 | 0
Case A Updated RGGI Price | ME | Summer | Fossil | Gas | Fuel Consumption | TBtu | 7.3338 | 4.3886 | 0.30109 | 4.2876 | 4.3443 | 0.18897 | 0.27353
Case A Updated RGGI Price | ME | Summer | Fossil | Oil | Fuel Consumption | TBtu | 0 | 0 | 0 | 0 | 0 | 0 | 0
Case A Updated RGGI Price | MD | Summer | Fossil | Coal | Fuel Consumption | TBtu | 0 | 0 | 0 | 0 | 0 | 0 | 0
Case A Updated RGGI Price | MD | Summer | Fossil | Gas | Fuel Consumption | TBtu | 19.8467 | 16.8761 | 16.188 | 20.4267 | 24.1508 | 21.3575 | 0.87055
Case A Updated RGGI Price | MD | Summer | Fossil | Oil | Fuel Consumption | TBtu | 0 | 0 | 0 | 0 | 0 | 0 | 0
Case A Updated RGGI Price | MA | Summer | Fossil | Coal | Fuel Consumption | TBtu | 0 | 0 | 0 | 0 | 0 | 0 | 0
Case A Updated RGGI Price | MA | Summer | Fossil | Gas | Fuel Consumption | TBtu | 32.3601 | 37.57 | 36.0664 | 39.358 | 46.4612 | 33.7087 | 19.7243
Case A Updated RGGI Price | MA | Summer | Fossil | Oil | Fuel Consumption | TBtu | 0 | 0 | 0 | 0 | 0 | 0 | 0
Case A Updated RGGI Price | NH | Summer | Fossil | Coal | Fuel Consumption | TBtu | 0 | 0 | 0 | 0 | 0 | 0 | 0
Case A Updated RGGI Price | NH | Summer | Fossil | Gas | Fuel Consumption | TBtu | 11.1452 | 10.6734 | 11.4215 | 12.4678 | 13.4706 | 6.1091 | 0.096698
Case A Updated RGGI Price | NH | Summer | Fossil | Oil | Fuel Consumption | TBtu | 0 | 0 | 0 | 0 | 0 | 0 | 0
Case A Updated RGGI Price | NJ | Summer | Fossil | Coal | Fuel Consumption | TBtu | 0 | 0 | 0 | 0 | 0 | 0 | 0
Case A Updated RGGI Price | NJ | Summer | Fossil | Gas | Fuel Consumption | TBtu | 50.8311 | 42.1537 | 33.1237 | 33.2772 | 46.5134 | 46.2951 | 35.153
Case A Updated RGGI Price | NJ | Summer | Fossil | Oil | Fuel Consumption | TBtu | 0 | 0 | 0 | 0 | 0 | 0 | 0
Case A Updated RGGI Price | NY | Summer | Fossil | Coal | Fuel Consumption | TBtu | 0 | 0 | 0 | 0 | 0 | 0 | 0
Case A Updated RGGI Price | NY | Summer | Fossil | Gas | Fuel Consumption | TBtu | 138.8589 | 106.0476 | 98.0195 | 101.6996 | 127.6971 | 120.0507 | 153.0031
Case A Updated RGGI Price | NY | Summer | Fossil | Oil | Fuel Consumption | TBtu | 0 | 0 | 0 | 0 | 0 | 0 | 0
Case A Updated RGGI Price | RI | Summer | Fossil | Coal | Fuel Consumption | TBtu | 0 | 0 | 0 | 0 | 0 | 0 | 0
Case A Updated RGGI Price | RI | Summer | Fossil | Gas | Fuel Consumption | TBtu | 13.2696 | 13.4427 | 13.4427 | 13.9212 | 13.4426 | 13.0946 | 12.4853
Case A Updated RGGI Price | RI | Summer | Fossil | Oil | Fuel Consumption | TBtu | 0 | 0 | 0 | 0 | 0 | 0 | 0
Case A Updated RGGI Price | VT | Summer | Fossil | Coal | Fuel Consumption | TBtu | 0 | 0 | 0 | 0 | 0 | 0 | 0
Case A Updated RGGI Price | VT | Summer | Fossil | Gas | Fuel Consumption | TBtu | 0.013227 | 0.008529 | 0.001163 | 0.001163 | 0.001163 | 0 | 0
Case A Updated RGGI Price | VT | Summer | Fossil | Oil | Fuel Consumption | TBtu | 0 | 0 | 0 | 0 | 0 | 0 | 0
Case | State/Region | Season | Fuel Type Aggregate | Fuel Type | Metric | Units | 2025 | 2028 | 2030 | 2032 | 2035 | 2037 | 2040
Case A Updated RGGI Price | 10-State Contributions | Annual | Fossil | Coal | Fuel Consumption | TBtu | 9.0562 | 0 | 0 | 0 | 0 | 0 | 0
Case A Updated RGGI Price | 10-State Contributions | Annual | Fossil | Gas | Fuel Consumption | TBtu | 801.083 | 638.6751 | 509.6572 | 549.0163 | 614.5093 | 558.0443 | 449.679
Case A Updated RGGI Price | 10-State Contributions | Annual | Fossil | Oil | Fuel Consumption | TBtu | 0.74703 | 0 | 0 | 0 | 0 | 0 | 0
Case A Updated RGGI Price | 10-State Contributions | Winter | Fossil | Coal | Fuel Consumption | TBtu | 9.0562 | 0 | 0 | 0 | 0 | 0 | 0
Case A Updated RGGI Price | 10-State Contributions | Winter | Fossil | Gas | Fuel Consumption | TBtu | 204.1534 | 159.0492 | 106.2659 | 107.3812 | 117.8252 | 120.7858 | 89.5832
Case A Updated RGGI Price | 10-State Contributions | Winter | Fossil | Oil | Fuel Consumption | TBtu | 0.74703 | 0 | 0 | 0 | 0 | 0 | 0
Case A Updated RGGI Price | 10-State Contributions | Summer | Fossil | Coal | Fuel Consumption | TBtu | 0 | 0 | 0 | 0 | 0 | 0 | 0
Case A Updated RGGI Price | 10-State Contributions | Summer | Fossil | Gas | Fuel Consumption | TBtu | 332.3482 | 287.4059 | 249.6449 | 271.2049 | 321.3063 | 284.7471 | 242.6437
Case A Updated RGGI Price | 10-State Contributions | Summer | Fossil | Oil | Fuel Consumption | TBtu | 0 | 0 | 0 | 0 | 0 | 0 | 0
Case | State/Region | Season | Category | Value | Metric | Units | 2025 | 2028 | 2030 | 2032 | 2035 | 2037 | 2040
Case A Updated RGGI Price | MA | Annual | power | real | firm power prices | $/MWh | 44.8989 | 45.8532 | 43.6646 | 54.1136 | 61.5895 | 60.0016 | 51.6225
Case A Updated RGGI Price | CT | Annual | power | real | firm power prices | $/MWh | 46.9208 | 47.6642 | 45.1243 | 55.7133 | 66.3015 | 62.4309 | 49.1668
Case A Updated RGGI Price | ME | Annual | power | real | firm power prices | $/MWh | 45.7714 | 43.8865 | 28.2797 | 38.3098 | 43.6899 | 41.7353 | 28.1523
Case A Updated RGGI Price | NH | Annual | power | real | firm power prices | $/MWh | 46.827 | 45.2207 | 43.2349 | 54.0932 | 63.0577 | 61.7189 | 53.2657
Case A Updated RGGI Price | RI | Annual | power | real | firm power prices | $/MWh | 46.3263 | 48.518 | 46.5248 | 57.5727 | 66.5864 | 60.7376 | 43.5132
Case A Updated RGGI Price | VT | Annual | power | real | firm power prices | $/MWh | 50.4135 | 48.4092 | 45.2626 | 56.4549 | 61.2768 | 56.6089 | 41.6646
Case A Updated RGGI Price | NY | Annual | power | real | firm power prices | $/MWh | 33.1934 | 37.835 | 35.0453 | 38.7927 | 46.0992 | 46.5706 | 41.1722
Case A Updated RGGI Price | DE | Annual | power | real | firm power prices | $/MWh | 43.4045 | 45.768 | 47.4745 | 45.3602 | 49.9079 | 46.4421 | 31.8005
Case A Updated RGGI Price | MD | Annual | power | real | firm power prices | $/MWh | 54.7495 | 48.2008 | 49.0471 | 47.1906 | 52.3231 | 47.3283 | 40.3419
Case A Updated RGGI Price | NJ | Annual | power | real | firm power prices | $/MWh | 44.3606 | 46.7206 | 48.5686 | 47.8713 | 54.3121 | 48.209 | 35.202
Case A Updated RGGI Price | MA | Annual | power | real | energy prices | $/MWh | 46.9208 | 47.6642 | 45.1243 | 47.7144 | 52.7581 | 52.0702 | 45.2125
Case A Updated RGGI Price | CT | Annual | power | real | energy prices | $/MWh | 44.8989 | 45.8532 | 43.6646 | 46.1147 | 48.0462 | 49.6408 | 47.6682
Case A Updated RGGI Price | ME | Annual | power | real | energy prices | $/MWh | 45.7714 | 43.8865 | 28.2797 | 30.311 | 30.1465 | 31.3746 | 24.1979
Case A Updated RGGI Price | NH | Annual | power | real | energy prices | $/MWh | 46.827 | 45.2207 | 43.2349 | 46.0943 | 49.5143 | 51.3582 | 49.3114
Case A Updated RGGI Price | RI | Annual | power | real | energy prices | $/MWh | 46.3263 | 48.518 | 46.5248 | 49.5738 | 53.043 | 50.3769 | 39.5589
Case A Updated RGGI Price | VT | Annual | power | real | energy prices | $/MWh | 50.4135 | 48.4092 | 45.2626 | 48.456 | 47.7334 | 46.2482 | 37.7103
Case A Updated RGGI Price | NY | Annual | power | real | energy prices | $/MWh | 32.2745 | 30.7082 | 28.0076 | 31.4856 | 37.9143 | 38.792 | 36.1094
Case A Updated RGGI Price | DE | Annual | power | real | energy prices | $/MWh | 32.1579 | 30.2143 | 29.7211 | 33.5691 | 38.1419 | 37.4501 | 26.2434
Case A Updated RGGI Price | MD | Annual | power | real | energy prices | $/MWh | 35.3183 | 32.6471 | 31.2937 | 35.3995 | 40.5571 | 38.3363 | 34.7848
Case A Updated RGGI Price | NJ | Annual | power | real | energy prices | $/MWh | 32.7003 | 29.6537 | 28.1657 | 29.83 | 36.1887 | 36.5984 | 35.4815
Case A Updated RGGI Price | MA | Annual | power | real | capacity prices | $/kW-yr | 0 | 0 | 0 | 70.07 | 118.64 | 90.76 | 34.64
Case A Updated RGGI Price | CT | Annual | power | real | capacity prices | $/kW-yr | 0 | 0 | 0 | 70.07 | 118.64 | 90.76 | 34.64
Case A Updated RGGI Price | ME | Annual | power | real | capacity prices | $/kW-yr | 0 | 0 | 0 | 70.07 | 118.64 | 90.76 | 34.64
Case A Updated RGGI Price | NH | Annual | power | real | capacity prices | $/kW-yr | 0 | 0 | 0 | 70.07 | 118.64 | 90.76 | 34.64
Case A Updated RGGI Price | RI | Annual | power | real | capacity prices | $/kW-yr | 0 | 0 | 0 | 70.07 | 118.64 | 90.76 | 34.64
Case A Updated RGGI Price | VT | Annual | power | real | capacity prices | $/kW-yr | 0 | 0 | 0 | 70.07 | 118.64 | 90.76 | 34.64
Case A Updated RGGI Price | NY | Annual | power | real | capacity prices | $/kW-yr | 8.05 | 62.43 | 61.65 | 64.01 | 71.7 | 68.14 | 44.35
Case A Updated RGGI Price | DE | Annual | power | real | capacity prices | $/kW-yr | 98.5208 | 136.25 | 155.52 | 103.29 | 103.07 | 78.77 | 48.68
Case A Updated RGGI Price | MD | Annual | power | real | capacity prices | $/kW-yr | 170.2177 | 136.25 | 155.52 | 103.29 | 103.07 | 78.77 | 48.68
Case A Updated RGGI Price | NJ | Annual | power | real | capacity prices | $/kW-yr | 98.5208 | 136.25 | 155.52 | 103.29 | 103.07 | 78.77 | 48.68
Case A Updated RGGI Price | Henry Hub | Annual | natural gas | real | natural gas prices | $/MMBtu | #N/A | #N/A | #N/A | #N/A | #N/A | #N/A | #N/A
Case A Updated RGGI Price | MA | Annual | power | nominal | firm power prices | $/MWh | 49.8155 | 54.1472 | 53.751 | 69.4409 | 84.1188 | 85.428 | 78.2266
Case A Updated RGGI Price | CT | Annual | power | nominal | firm power prices | $/MWh | 52.0588 | 56.2857 | 55.5479 | 71.4937 | 90.5544 | 88.8868 | 74.5053
Case A Updated RGGI Price | ME | Annual | power | nominal | firm power prices | $/MWh | 50.7835 | 51.8247 | 34.8123 | 49.1608 | 59.6716 | 59.4212 | 42.6607
Case A Updated RGGI Price | NH | Annual | power | nominal | firm power prices | $/MWh | 51.9547 | 53.4003 | 53.2221 | 69.4147 | 86.124 | 87.8731 | 80.7165
Case A Updated RGGI Price | RI | Annual | power | nominal | firm power prices | $/MWh | 51.3992 | 57.294 | 57.272 | 73.8797 | 90.9435 | 86.4759 | 65.938
Case A Updated RGGI Price | VT | Annual | power | nominal | firm power prices | $/MWh | 55.9339 | 57.1655 | 55.7181 | 72.4453 | 83.6916 | 80.5977 | 63.1368
Case A Updated RGGI Price | NY | Annual | power | nominal | firm power prices | $/MWh | 36.8282 | 44.6786 | 43.1407 | 49.7804 | 62.9622 | 66.3054 | 62.3905
Case A Updated RGGI Price | DE | Annual | power | nominal | firm power prices | $/MWh | 48.1575 | 54.0465 | 58.4411 | 58.2081 | 68.1641 | 66.1225 | 48.189
Case A Updated RGGI Price | MD | Annual | power | nominal | firm power prices | $/MWh | 60.7448 | 56.9194 | 60.3769 | 60.557 | 71.4627 | 67.3843 | 61.1323
Case A Updated RGGI Price | NJ | Annual | power | nominal | firm power prices | $/MWh | 49.2183 | 55.1715 | 59.7879 | 61.4305 | 74.1793 | 68.6382 | 53.3436
Case A Updated RGGI Price | MA | Annual | power | nominal | energy prices | $/MWh | 52.0588 | 56.2857 | 55.5479 | 61.2292 | 72.0568 | 74.1356 | 68.513
Case A Updated RGGI Price | CT | Annual | power | nominal | energy prices | $/MWh | 49.8155 | 54.1472 | 53.751 | 59.1764 | 65.6213 | 70.6768 | 72.2343
Case A Updated RGGI Price | ME | Annual | power | nominal | energy prices | $/MWh | 50.7835 | 51.8247 | 34.8123 | 38.8963 | 41.1741 | 44.67 | 36.6685
Case A Updated RGGI Price | NH | Annual | power | nominal | energy prices | $/MWh | 51.9547 | 53.4003 | 53.2221 | 59.1503 | 67.6265 | 73.1219 | 74.7243
Case A Updated RGGI Price | RI | Annual | power | nominal | energy prices | $/MWh | 51.3992 | 57.294 | 57.272 | 63.6152 | 72.446 | 71.7247 | 59.9458
Case A Updated RGGI Price | VT | Annual | power | nominal | energy prices | $/MWh | 55.9339 | 57.1655 | 55.7181 | 62.1809 | 65.1941 | 65.8464 | 57.1446
Case A Updated RGGI Price | NY | Annual | power | nominal | energy prices | $/MWh | 35.8086 | 36.2628 | 34.4774 | 40.4037 | 51.7832 | 55.2306 | 54.7186
Case A Updated RGGI Price | DE | Annual | power | nominal | energy prices | $/MWh | 35.6793 | 35.6795 | 36.5866 | 43.0773 | 52.0941 | 53.32 | 39.7681
Case A Updated RGGI Price | MD | Annual | power | nominal | energy prices | $/MWh | 39.1858 | 38.5524 | 38.5224 | 45.4262 | 55.3928 | 54.5818 | 52.7114
Case A Updated RGGI Price | NJ | Annual | power | nominal | energy prices | $/MWh | 36.2811 | 35.0175 | 34.6719 | 38.2791 | 49.4265 | 52.1075 | 53.7672
Case A Updated RGGI Price | MA | Annual | power | nominal | capacity prices | $/kW-yr | 0 | 0 | 0 | 89.9168 | 162.0381 | 129.2207 | 52.492
Case A Updated RGGI Price | CT | Annual | power | nominal | capacity prices | $/kW-yr | 0 | 0 | 0 | 89.9168 | 162.0381 | 129.2207 | 52.492
Case A Updated RGGI Price | ME | Annual | power | nominal | capacity prices | $/kW-yr | 0 | 0 | 0 | 89.9168 | 162.0381 | 129.2207 | 52.492
Case A Updated RGGI Price | NH | Annual | power | nominal | capacity prices | $/kW-yr | 0 | 0 | 0 | 89.9168 | 162.0381 | 129.2207 | 52.492
Case A Updated RGGI Price | RI | Annual | power | nominal | capacity prices | $/kW-yr | 0 | 0 | 0 | 89.9168 | 162.0381 | 129.2207 | 52.492
Case A Updated RGGI Price | VT | Annual | power | nominal | capacity prices | $/kW-yr | 0 | 0 | 0 | 89.9168 | 162.0381 | 129.2207 | 52.492
Case A Updated RGGI Price | NY | Annual | power | nominal | capacity prices | $/kW-yr | 8.9315 | 73.7224 | 75.891 | 82.1404 | 97.9276 | 97.0152 | 67.2061
Case A Updated RGGI Price | DE | Annual | power | nominal | capacity prices | $/kW-yr | 109.3092 | 160.895 | 191.4448 | 132.5462 | 140.7727 | 112.1498 | 73.7676
Case A Updated RGGI Price | MD | Annual | power | nominal | capacity prices | $/kW-yr | 188.8572 | 160.895 | 191.4448 | 132.5462 | 140.7727 | 112.1498 | 73.7676
Case A Updated RGGI Price | NJ | Annual | power | nominal | capacity prices | $/kW-yr | 109.3092 | 160.895 | 191.4448 | 132.5462 | 140.7727 | 112.1498 | 73.7676
Case A Updated RGGI Price | Henry Hub | Annual | natural gas | nominal | natural gas prices | $/MMBtu | #N/A | #N/A | #N/A | #N/A | #N/A | #N/A | #N/A
Case | Scope | Origin | Destination | Season | Metric | Units | 2025 | 2028 | 2030 | 2032 | 2035 | 2037 | 2040
Case A Updated RGGI Price | Regional | Canada | NYISO | Annual | Energy Flows | TWh | 15.4753 | 21.058 | 20.7618 | 24.447 | 24.9889 | 29.8891 | 21.1081
Case A Updated RGGI Price | Regional | ISONE | NYISO | Annual | Energy Flows | TWh | 1.1342 | 0.56371 | 0.58744 | 0.49565 | 0.93642 | 0.94466 | 2.7143
Case A Updated RGGI Price | Regional | PJM Non-RGGI | NYISO | Annual | Energy Flows | TWh | 1.0533 | 2.4538 | 1.2336 | 1.5389 | 1.6504 | 2.9999 | 2.0183
Case A Updated RGGI Price | Regional | PJM RGGI | NYISO | Annual | Energy Flows | TWh | 7.6546 | 6.2133 | 4.6689 | 5.9678 | 8.8611 | 9.7622 | 5.2177
Case A Updated RGGI Price | Regional | Imports | NYISO | Annual | Energy Flows | TWh | 25.3175 | 30.2888 | 27.2518 | 32.4494 | 36.4368 | 43.5959 | 31.0584
Case A Updated RGGI Price | Regional | NYISO | Canada | Annual | Energy Flows | TWh | 4.52 | 3.9803 | 4.3426 | 4.1997 | 2.4886 | 3.1168 | 4.5977
Case A Updated RGGI Price | Regional | NYISO | ISONE | Annual | Energy Flows | TWh | 5.7583 | 7.0764 | 6.763 | 6.2384 | 5.3548 | 5.0432 | 5.5265
Case A Updated RGGI Price | Regional | NYISO | PJM Non-RGGI | Annual | Energy Flows | TWh | 0.50593 | 0.3595 | 0.21825 | 0.1535 | 0.13335 | 0.25193 | 0.31847
Case A Updated RGGI Price | Regional | NYISO | PJM RGGI | Annual | Energy Flows | TWh | 0.5254 | 0.26428 | 0.54239 | 0.53323 | 0.31271 | 0.3764 | 1.2345
Case A Updated RGGI Price | Regional | Exports | NYISO | Annual | Energy Flows | TWh | 11.3096 | 11.6804 | 11.8662 | 11.1248 | 8.2894 | 8.7884 | 11.6772
Case A Updated RGGI Price | Regional | Net Imports | NYISO | Annual | Energy Flows | TWh | 14.0079 | 18.6084 | 15.3856 | 21.3245 | 28.1473 | 34.8076 | 19.3813
Case A Updated RGGI Price | Regional | Canada | ISONE | Annual | Energy Flows | TWh | 21.7741 | 19.7791 | 19.1656 | 20.3907 | 22.5902 | 22.3799 | 21.9285
Case A Updated RGGI Price | Regional | Imports | ISONE | Annual | Energy Flows | TWh | 27.7721 | 26.9806 | 26.2495 | 26.6291 | 27.945 | 27.4231 | 27.455
Case A Updated RGGI Price | Regional | ISONE | Canada | Annual | Energy Flows | TWh | 0 | 0.15135 | 3.0972 | 2.3589 | 1.0596 | 1.474 | 4.0408
Case A Updated RGGI Price | Regional | Exports | ISONE | Annual | Energy Flows | TWh | 1.1342 | 0.71506 | 3.6847 | 2.8546 | 1.9961 | 2.4187 | 6.7551
Case A Updated RGGI Price | Regional | Net Imports | ISONE | Annual | Energy Flows | TWh | 26.6379 | 26.2655 | 22.5649 | 23.7745 | 25.9489 | 25.0044 | 20.6998
Case A Updated RGGI Price | Regional | PJM Non-RGGI | PJM RGGI | Annual | Energy Flows | TWh | 42.7402 | 42.0676 | 45.7651 | 52.1649 | 48.8695 | 49.4671 | 65.6882
Case A Updated RGGI Price | Regional | Imports | PJM RGGI | Annual | Energy Flows | TWh | 43.8559 | 42.8848 | 47.1216 | 53.245 | 49.4525 | 50.2461 | 67.8764
Case A Updated RGGI Price | Regional | PJM RGGI | PJM Non-RGGI | Annual | Energy Flows | TWh | 6.0853 | 5.9381 | 7.1809 | 17.993 | 10.3142 | 9.8359 | 16.4156
Case A Updated RGGI Price | Regional | Exports | PJM RGGI | Annual | Energy Flows | TWh | 13.7399 | 12.1514 | 11.8498 | 23.9608 | 19.1752 | 19.5981 | 21.6333
Case A Updated RGGI Price | State | Net Imports | PJM RGGI | Annual | Energy Flows | TWh | 30.1159 | 30.7334 | 35.2718 | 29.2842 | 30.2772 | 30.648 | 46.2431
Case A Updated RGGI Price | State | Net Imports | MD | Annual | Energy Flows | TWh | 34.1869 | 31.9175 | 30.3235 | 30.3252 | 27.0751 | 21.0888 | 8.9945
Case A Updated RGGI Price | State | Net Imports | DE | Annual | Energy Flows | TWh | 8.2385 | 10.4061 | 10.2662 | 10.2825 | 10.1431 | 10.8762 | 6.1392
Case A Updated RGGI Price | State | Net Imports | NJ | Annual | Energy Flows | TWh | 33.0744 | 39.3859 | 39.9561 | 30.0008 | 43.3457 | 48.718 | 45.63
Case | Scope | Origin | Destination | Season | Metric | Units | 2025 | 2028 | 2030 | 2032 | 2035 | 2037 | 2040
Case A Updated RGGI Price | 10-State Contributions | Annual | Constraint Shadow Price | real | nominal$ | $/Ton | 16.3639 | 19.2624 | 21.5226 | 23.9399 | 28.2811 | 31.4291 | 37.0025
Case | State/Region | Season | Category | Value | Metric | Units | 2025 | 2028 | 2030 | 2032 | 2035 | 2037 | 2040
Case A Updated RGGI Price | RGGI | Annual | All | RGGI Cap | CO2 Emissions | Thousand Tons | 97840 | 65444 | 47992 | 30541 | 13712 | 7479 | 7479
Case A Updated RGGI Price | RGGI | Annual | All | RGGI Emissions | CO2 Emissions | Thousand Tons | 47544.0401 | 36912.6 | 29101.2099 | 31427.7506 | 35285.5057 | 31970.6449 | 25751.9833
Case A Updated RGGI Price | RGGI | Annual | All | Annual Allowance Banking/Withdrawal | CO2 Emissions | Thousand Tons | 50295.9599 | 28531.4 | 18890.7901 | -886.7506 | -21573.5057 | -24491.6449 | -18272.9833
Case A Updated RGGI Price | RGGI | Annual | All | Cumulative Allowance Position | CO2 Emissions | Thousand Tons | 150887.8798 | 207950.6798 | 245732.26 | 243958.7587 | 157664.736 | 108681.4462 | 35589.5132
Case | State/Region | Season | Category | Value | Metric | Units | 2025 | 2028 | 2030 | 2032 | 2035 | 2037 | 2040
Case A Updated RGGI Price | CT | Storage Net Loss | Storage Net Loss | Storage Net Loss | Generation | GWh | -0.29678 | -1.441 | -19.4981 | -8.7857 | -8.8763 | -40.1342 | -47.4605
Case A Updated RGGI Price | DE | Storage Net Loss | Storage Net Loss | Storage Net Loss | Generation | GWh | -21.431 | -21.431 | -21.431 | -21.431 | -19.9631 | -19.9631 | -30.5016
Case A Updated RGGI Price | ME | Storage Net Loss | Storage Net Loss | Storage Net Loss | Generation | GWh | -0.10615 | -5.4081 | -85.5893 | -92.3007 | -99.7108 | -110.0088 | -86.0253
Case A Updated RGGI Price | MD | Storage Net Loss | Storage Net Loss | Storage Net Loss | Generation | GWh | -279.6865 | -287.727 | -312.3687 | -317.6159 | -380.7606 | -602.6564 | -1634.9612
Case A Updated RGGI Price | MA | Storage Net Loss | Storage Net Loss | Storage Net Loss | Generation | GWh | -131.6117 | -126.6252 | -212.2079 | -173.2894 | -148.4059 | -353.6421 | -1107.8933
Case A Updated RGGI Price | NH | Storage Net Loss | Storage Net Loss | Storage Net Loss | Generation | GWh | 0 | 0 | 0 | 0 | 0 | 0 | 0
Case A Updated RGGI Price | NJ | Storage Net Loss | Storage Net Loss | Storage Net Loss | Generation | GWh | -146.6376 | -212.3292 | -210.7401 | -159.9453 | -123.4751 | -176.9657 | -640.5532
Case A Updated RGGI Price | NY | Storage Net Loss | Storage Net Loss | Storage Net Loss | Generation | GWh | -481.7903 | -1639.1761 | -1798.0292 | -1133.9138 | -961.6623 | -1334.9551 | -2105.1207
Case A Updated RGGI Price | RI | Storage Net Loss | Storage Net Loss | Storage Net Loss | Generation | GWh | 0 | 0 | 0 | 0 | 0 | -54.3655 | -221.1345
Case A Updated RGGI Price | VT | Storage Net Loss | Storage Net Loss | Storage Net Loss | Generation | GWh | 0 | 0 | 0 | 0 | -41.125 | -121.1003 | -177.8887
Case A Updated RGGI Price | 10-State Contributions | Storage Net Loss | Storage Net Loss | Storage Net Loss | Generation | GWh | -1061.56 | -2294.1376 | -2659.8642 | -1907.2817 | -1783.9792 | -2813.7911 | -6051.539
Case A Updated RGGI Price | RGGI PJM | Storage Net Loss | Storage Net Loss | Storage Net Loss | Generation | GWh | -447.7551 | -521.4872 | -544.5397 | -498.9922 | -524.1988 | -799.5852 | -2306.016
Case A Updated RGGI Price | ISONE | Storage Net Loss | Storage Net Loss | Storage Net Loss | Generation | GWh | -132.0146 | -133.4743 | -317.2953 | -274.3758 | -298.118 | -679.2508 | -1640.4023