## Capacity Additions
RGGI Model Base Case Scenarios
Released 07/01/25
Prepared by ICF
Case A Reference Scenario
RGGI - Cumulative Capacity Total (MW) | [5 empty] | RGGI - Incremental Capacity Added (MW) |  |  |  |  | New York - NYISO - Cumulative Capacity Total (MW) | [5 empty] | New York - NYISO - Incremental Capacity Added (MW) |  |  |  |  | ISO-NE - Cumulative Capacity Total (MW) | [5 empty] | ISO-NE - Incremental Capacity Added (MW) |  |  |  |  | RGGI PJM - Cumulative Capacity Total (MW) | [5 empty] | RGGI PJM - Incremental Capacity Added (MW)
| 2028 | 2030 | 2032 | 2035 | 2037 |  | 2030 | 2032 | 2035 | 2037 | NY | 2028 | 2030 | 2032 | 2035 | 2037 |  | 2030 | 2032 | 2035 | 2037 | ISONE | 2028 | 2030 | 2032 | 2035 | 2037 |  | 2030 | 2032 | 2035 | 2037 | RGGI PJM | 2028 | 2030 | 2032 | 2035 | 2037 |  | 2030 | 2032 | 2035 | 2037
Nuclear | 0 | 0 | 0 | 0 | 0 | Nuclear | 0 | 0 | 0 | 0 | Nuclear | 0 | 0 | 0 | 0 | 0 | Nuclear | 0 | 0 | 0 | 0 | Nuclear | 0 | 0 | 0 | 0 | 0 | Nuclear | 0 | 0 | 0 | 0 | Nuclear | 0 | 0 | 0 | 0 | 0 | Nuclear | 0 | 0 | 0 | 0
Coal | 0 | 0 | 0 | 0 | 0 | Coal | 0 | 0 | 0 | 0 | Coal | 0 | 0 | 0 | 0 | 0 | Coal | 0 | 0 | 0 | 0 | Coal | 0 | 0 | 0 | 0 | 0 | Coal | 0 | 0 | 0 | 0 | Coal | 0 | 0 | 0 | 0 | 0 | Coal | 0 | 0 | 0 | 0
Combined Cycle | 0 | 451 | 451 | 1314.0292 | 2318.5531 | Combined Cycle | 451 | 0 | 863.0292 | 1004.5239 | Combined Cycle | 0 | 0 | 0 | 0 | 523.1178 | Combined Cycle | 0 | 0 | 0 | 523.1178 | Combined Cycle | 0 | 0 | 0 | 94.2511 | 575.6571 | Combined Cycle | 0 | 0 | 94.2511 | 481.406 | Combined Cycle | 0 | 451 | 451 | 1219.7782 | 1219.7782 | Combined Cycle | 451 | 0 | 768.7782 | 0
Combustion Turbine | 0 | 0 | 0 | 1801.5971 | 1801.5971 | Combustion Turbine | 0 | 0 | 1801.5971 | 0 | Combustion Turbine | 0 | 0 | 0 | 0 | 0 | Combustion Turbine | 0 | 0 | 0 | 0 | Combustion Turbine | 0 | 0 | 0 | 1801.5971 | 1801.5971 | Combustion Turbine | 0 | 0 | 1801.5971 | 0 | Combustion Turbine | 0 | 0 | 0 | 0 | 0 | Combustion Turbine | 0 | 0 | 0 | 0
Oil/Gas | 0 | 0 | 0 | 0 | 0 | Oil/Gas | 0 | 0 | 0 | 0 | Oil/Gas | 0 | 0 | 0 | 0 | 0 | Oil/Gas | 0 | 0 | 0 | 0 | Oil/Gas | 0 | 0 | 0 | 0 | 0 | Oil/Gas | 0 | 0 | 0 | 0 | Oil/Gas | 0 | 0 | 0 | 0 | 0 | Oil/Gas | 0 | 0 | 0 | 0
Other | 0 | 0 | 0 | 0 | 0 | Other | 0 | 0 | 0 | 0 | Other | 0 | 0 | 0 | 0 | 0 | Other | 0 | 0 | 0 | 0 | Other | 0 | 0 | 0 | 0 | 0 | Other | 0 | 0 | 0 | 0 | Other | 0 | 0 | 0 | 0 | 0 | Other | 0 | 0 | 0 | 0
Cumulative Economic Conventional Capacity | 0 | 451 | 451 | 3115.6263 | 4120.1502 | Economic Conventional Capacity Added | 451 | 0 | 2664.6263 | 1004.5239 | Cumulative Economic Conventional Capacity | 0 | 0 | 0 | 0 | 523.1178 | Economic Conventional Capacity Added | 0 | 0 | 0 | 523.1178 | Cumulative Economic Conventional Capacity | 0 | 0 | 0 | 1895.8481 | 2377.2542 | Economic Conventional Capacity Added | 0 | 0 | 1895.8481 | 481.406 | Cumulative Economic Conventional Capacity | 0 | 451 | 451 | 1219.7782 | 1219.7782 | Economic Conventional Capacity Added | 451 | 0 | 768.7782 | 0
Onshore Wind | 0 | 3632.0794 | 6173.6159 | 8874.9878 | 9173.4014 | Onshore Wind | 3632.0794 | 2541.5365 | 2701.3719 | 298.4136 | Onshore Wind | 0 | 81.6159 | 81.6159 | 81.6159 | 81.6159 | Onshore Wind | 81.6159 | 0 | 0 | 0 | Onshore Wind | 0 | 2872.4635 | 5414 | 8115.3719 | 8413.7855 | Onshore Wind | 2872.4635 | 2541.5365 | 2701.3719 | 298.4136 | Onshore Wind | 0 | 678 | 678 | 678 | 678 | Onshore Wind | 678 | 0 | 0 | 0
Offshore Wind | 2601.8 | 3749.8 | 7491.8 | 7491.8 | 7491.8 | Offshore Wind | 1148 | 3742 | 0 | 0 | Offshore Wind | 0 | 0 | 0 | 0 | 0 | Offshore Wind | 0 | 0 | 0 | 0 | Offshore Wind | 1545 | 1545 | 1545 | 1545 | 1545 | Offshore Wind |  |  |  |  | Offshore Wind | 1056.8 | 2204.8 | 5946.8 | 5946.8 | 5946.8 | Offshore Wind | 1148 | 3742 | 0 | 0
Solar PV | 0 | 0 | 0 | 0 | 8893.0469 | Solar PV | 0 | 0 | 0 | 8893.0469 | Solar PV | 0 | 0 | 0 | 0 | 0 | Solar PV | 0 | 0 | 0 | 0 | Solar PV | 0 | 0 | 0 | 0 | 4893.0469 | Solar PV | 0 | 0 | 0 | 4893.0469 | Solar PV | 0 | 0 | 0 | 0 | 4000 | Solar PV | 0 | 0 | 0 | 4000
Battery Storage | 5762.0477 | 8606.3946 | 10899.016 | 12887.5764 | 14082.9003 | Battery Storage | 2844.3469 | 2292.6213 | 1988.5604 | 1195.3239 | Battery Storage | 3818.5296 | 6662.8765 | 8955.4978 | 10944.0583 | 10944.0583 | Battery Storage | 2844.3469 | 2292.6213 | 1988.5604 | 0 | Battery Storage | 594 | 594 | 594 | 594 | 1789.3239 | Battery Storage | 0 | 0 | 0 | 1195.3239 | Battery Storage | 1349.5181 | 1349.5181 | 1349.5181 | 1349.5181 | 1349.5181 | Battery Storage | 0 | 0 | 0 | 0
Hydro | 0 | 0 | 0 | 0 | 0 | Hydro | 0 | 0 | 0 | 0 | Hydro | 0 | 0 | 0 | 0 | 0 | Hydro | 0 | 0 | 0 | 0 | Hydro | 0 | 0 | 0 | 0 | 0 | Hydro | 0 | 0 | 0 | 0 | Hydro | 0 | 0 | 0 | 0 | 0 | Hydro | 0 | 0 | 0 | 0
Other RE | 0 | 0 | 0 | 0 | 0 | Other RE | 0 | 0 | 0 | 0 | Other RE | 0 | 0 | 0 | 0 | 0 | Other RE | 0 | 0 | 0 | 0 | Other RE | 0 | 0 | 0 | 0 | 0 | Other RE | 0 | 0 | 0 | 0 | Other RE | 0 | 0 | 0 | 0 | 0 | Other RE | 0 | 0 | 0 | 0
Cumulative Economic Renewable Capacity | 8363.8477 | 15988.274 | 24564.4318 | 29254.3642 | 39641.1486 | Economic Renewable Capacity Added | 7624.4263 | 8576.1578 | 4689.9324 | 10386.7844 | Cumulative Economic Renewable Capacity | 3818.5296 | 6744.4924 | 9037.1137 | 11025.6741 | 11025.6741 | Economic Renewable Capacity Added | 2925.9628 | 2292.6213 | 1988.5604 | 0 | Cumulative Economic Renewable Capacity | 2139 | 5011.4635 | 7553 | 10254.3719 | 16641.1564 | Economic Renewable Capacity Added | 2872.4635 | 2541.5365 | 2701.3719 | 6386.7844 | Cumulative Economic Renewable Capacity | 2406.3181 | 4232.3181 | 7974.3181 | 7974.3181 | 11974.3181 | Economic Renewable Capacity Added | 1826 | 3742 | 0 | 4000
Cumulative Economic Capacity | 8363.8477 | 16439.274 | 25015.4318 | 32369.9905 | 43761.2988 | Total Economic Capacity Added | 8075.4263 | 8576.1578 | 7354.5587 | 11391.3083 | Cumulative Economic Capacity | 3818.5296 | 6744.4924 | 9037.1137 | 11025.6741 | 11548.792 | Total Economic Capacity Added | 2925.9628 | 2292.6213 | 1988.5604 | 523.1178 | Cumulative Economic Capacity | 2139 | 5011.4635 | 7553 | 12150.2201 | 19018.4106 | Total Economic Capacity Added | 2872.4635 | 2541.5365 | 4597.2201 | 6868.1905 | Cumulative Economic Capacity | 2406.3181 | 4683.3181 | 8425.3181 | 9194.0963 | 13194.0963 | Total Economic Capacity Added | 2277 | 3742 | 768.7782 | 4000
Nuclear | 11925.7 | 11925.7 | 11925.7 | 11925.7 | 11925.7 | Nuclear | 0 | 0 | 0 | 0 | Nuclear | 3333.6 | 3333.6 | 3333.6 | 3333.6 | 3333.6 | Nuclear | 0 | 0 | 0 | 0 | Nuclear | 3348 | 3348 | 3348 | 3348 | 3348 | Nuclear | 0 | 0 | 0 | 0 | Nuclear | 5244.1 | 5244.1 | 5244.1 | 5244.1 | 5244.1 | Nuclear | 0 | 0 | 0 | 0
Coal | 2214.353 | 2214.353 | 2214.353 | 2214.353 | 2214.353 | Coal | 0 | 0 | 0 | 0 | Coal | 0 | 0 | 0 | 0 | 0 | Coal | 0 | 0 | 0 | 0 | Coal | 518.856 | 518.856 | 518.856 | 518.856 | 518.856 | Coal | 0 | 0 | 0 | 0 | Coal | 1695.497 | 1695.497 | 1695.497 | 1695.497 | 1695.497 | Coal | 0 | 0 | 0 | 0
Combined Cycle | 35910.5158 | 35910.5158 | 35910.5158 | 35910.5158 | 35910.5158 | Combined Cycle | 0 | 0 | 0 | 0 | Combined Cycle | 11182.063 | 11182.063 | 11182.063 | 11182.063 | 11182.063 | Combined Cycle | 0 | 0 | 0 | 0 | Combined Cycle | 13800.0538 | 13800.0538 | 13800.0538 | 13800.0538 | 13800.0538 | Combined Cycle | 0 | 0 | 0 | 0 | Combined Cycle | 10928.399 | 10928.399 | 10928.399 | 10928.399 | 10928.399 | Combined Cycle | 0 | 0 | 0 | 0
Combustion Turbine | 11900.339 | 11900.339 | 11900.339 | 11900.339 | 11900.339 | Combustion Turbine | 0 | 0 | 0 | 0 | Combustion Turbine | 4073.342 | 4073.342 | 4073.342 | 4073.342 | 4073.342 | Combustion Turbine | 0 | 0 | 0 | 0 | Combustion Turbine | 3396.117 | 3396.117 | 3396.117 | 3396.117 | 3396.117 | Combustion Turbine | 0 | 0 | 0 | 0 | Combustion Turbine | 4430.88 | 4430.88 | 4430.88 | 4430.88 | 4430.88 | Combustion Turbine | 0 | 0 | 0 | 0
Oil/Gas | 17973.692 | 17973.692 | 17973.692 | 17973.692 | 17973.692 | Oil/Gas | 0 | 0 | 0 | 0 | Oil/Gas | 10861.2 | 10861.2 | 10861.2 | 10861.2 | 10861.2 | Oil/Gas | 0 | 0 | 0 | 0 | Oil/Gas | 4047.892 | 4047.892 | 4047.892 | 4047.892 | 4047.892 | Oil/Gas | 0 | 0 | 0 | 0 | Oil/Gas | 3064.6 | 3064.6 | 3064.6 | 3064.6 | 3064.6 | Oil/Gas | 0 | 0 | 0 | 0
Other | 5.6 | 5.6 | 5.6 | 5.6 | 5.6 | Other | 0 | 0 | 0 | 0 | Other | 0 | 0 | 0 | 0 | 0 | Other | 0 | 0 | 0 | 0 | Other | 5.6 | 5.6 | 5.6 | 5.6 | 5.6 | Other | 0 | 0 | 0 | 0 | Other | 0 | 0 | 0 | 0 | 0 | Other | 0 | 0 | 0 | 0
Cumulative Firm Conventional Capacity | 79930.1998 | 79930.1998 | 79930.1998 | 79930.1998 | 79930.1998 | Firm Conventional Capacity Added | 0 | 0 | 0 | 0 | Cumulative Firm Conventional Capacity | 29450.205 | 29450.205 | 29450.205 | 29450.205 | 29450.205 | Firm Conventional Capacity Added | 0 | 0 | 0 | 0 | Cumulative Firm Conventional Capacity | 25116.5188 | 25116.5188 | 25116.5188 | 25116.5188 | 25116.5188 | Firm Conventional Capacity Added | 0 | 0 | 0 | 0 | Cumulative Firm Conventional Capacity | 25363.476 | 25363.476 | 25363.476 | 25363.476 | 25363.476 | Firm Conventional Capacity Added | 0 | 0 | 0 | 0
Onshore Wind | 5857.021 | 5857.021 | 5857.021 | 5857.021 | 5857.021 | Onshore Wind | 0 | 0 | 0 | 0 | Onshore Wind | 3804.472 | 3804.472 | 3804.472 | 3804.472 | 3804.472 | Onshore Wind | 0 | 0 | 0 | 0 | Onshore Wind | 1781.549 | 1781.549 | 1781.549 | 1781.549 | 1781.549 | Onshore Wind | 0 | 0 | 0 | 0 | Onshore Wind | 271 | 271 | 271 | 271 | 271 | Onshore Wind | 0 | 0 | 0 | 0
Offshore Wind | 1876 | 1876 | 1876 | 1876 | 1876 | Offshore Wind | 0 | 0 | 0 | 0 | Offshore Wind | 1876 | 1876 | 1876 | 1876 | 1876 | Offshore Wind | 0 | 0 | 0 | 0 | Solar PV | 2933.0675 | 2933.0675 | 2933.0675 | 2933.0675 | 2933.0675 | Solar PV | 0 | 0 | 0 | 0 | Solar PV | 3557.93 | 3557.93 | 3557.93 | 3557.93 | 3557.93 | Solar PV | 0 | 0 | 0 | 0
Solar PV | 16329.1535 | 16329.1535 | 16329.1535 | 16329.1535 | 16329.1535 | Solar PV | 0 | 0 | 0 | 0 | Solar PV | 9838.156 | 9838.156 | 9838.156 | 9838.156 | 9838.156 | Solar PV | 0 | 0 | 0 | 0 | Battery Storage | 1460.52 | 1460.52 | 1460.52 | 1460.52 | 1460.52 | Battery Storage | 0 | 0 | 0 | 0 | Battery Storage | 201.8 | 201.8 | 201.8 | 201.8 | 201.8 | Battery Storage | 0 | 0 | 0 | 0
Battery Storage | 3304.32 | 3304.32 | 3304.32 | 3304.32 | 3304.32 | Battery Storage | 0 | 0 | 0 | 0 | Battery Storage | 1642 | 1642 | 1642 | 1642 | 1642 | Battery Storage | 0 | 0 | 0 | 0 | Hydro | 3611.358 | 3611.358 | 3611.358 | 3611.358 | 3611.358 | Hydro | 0 | 0 | 0 | 0 | Hydro | 971.28 | 971.28 | 971.28 | 971.28 | 971.28 | Hydro | 0 | 0 | 0 | 0
Hydro | 10287.383 | 10287.383 | 10287.383 | 10287.383 | 10287.383 | Hydro | 0 | 0 | 0 | 0 | Hydro | 5704.745 | 5704.745 | 5704.745 | 5704.745 | 5704.745 | Hydro | 0 | 0 | 0 | 0 | Other RE | 1286.345 | 1286.345 | 1286.345 | 1286.345 | 1286.345 | Other RE | 0 | 0 | 0 | 0 | Other RE | 417.231 | 417.231 | 417.231 | 417.231 | 417.231 | Other RE | 0 | 0 | 0 | 0
Other RE | 2219.741 | 2219.741 | 2219.741 | 2219.741 | 2219.741 | Other RE | 0 | 0 | 0 | 0 | Other RE | 292.639 | 292.639 | 292.639 | 292.639 | 292.639 | Other RE | 0 | 0 | 0 | 0 | Cumulative Firm Renewable Capacity | 11072.8395 | 11072.8395 | 11072.8395 | 11072.8395 | 11072.8395 | Firm Renewable Capacity Added | 0 | 0 | 0 | 0 | Cumulative Firm Renewable Capacity | 5419.241 | 5419.241 | 5419.241 | 5419.241 | 5419.241 | Firm Renewable Capacity Added | 0 | 0 | 0 | 0
Cumulative Firm Renewable Capacity | 39873.6185 | 39873.6185 | 39873.6185 | 39873.6185 | 39873.6185 | Firm Renewable Capacity Added | 0 | 0 | 0 | 0 | Cumulative Firm Renewable Capacity | 23158.012 | 23158.012 | 23158.012 | 23158.012 | 23158.012 | Firm Renewable Capacity Added | 0 | 0 | 0 | 0 | Clean Energy Connect Import | 1200 | 1200 | 1200 | 1200 | 1200 | Clean Energy Connect Import | 0 | 0 | 0 | 0 | Cumulative Firm Capacity | 30782.717 | 30782.717 | 30782.717 | 30782.717 | 30782.717 | Total Firm Capacity Added | 0 | 0 | 0 | 0
Imports Zone D (HQ) | 1485 | 1485 | 1485 | 1485 | 1485 | Imports Zone D (HQ) | 0 | 0 | 0 | 0 | Imports Zone D (HQ) | 1485 | 1485 | 1485 | 1485 | 1485 | Imports Zone D (HQ) | 0 | 0 | 0 | 0 | Cumulative Firm Capacity | 37389.3583 | 37389.3583 | 37389.3583 | 37389.3583 | 37389.3583 | Total Firm Capacity Added | 0 | 0 | 0 | 0 | Cumulative Total Capacity | 33189.0351 | 35466.0351 | 39208.0351 | 39976.8133 | 43976.8133 | Total Capacity Added | 2277 | 3742 | 768.7782 | 4000
Imports Zone J (CHPE) | 1250 | 1250 | 1250 | 1250 | 1250 | Imports Zone J (CHPE) | 0 | 0 | 0 | 0 | Imports Zone J (CHPE) | 1250 | 1250 | 1250 | 1250 | 1250 | Imports Zone J (CHPE) | 0 | 0 | 0 | 0 | Cumulative Total Capacity | 39528.3583 | 42400.8218 | 44942.3583 | 49539.5783 | 56407.7688 | Total Capacity Added | 2872.4635 | 2541.5365 | 4597.2201 | 6868.1905 | Coal | 1695.497 | 1695.497 | 1695.497 | 1695.497 | 1695.497 | Coal | 0 | 0 | 0 | 0
Clean Energy Connect Import | 1200 | 1200 | 1200 | 1200 | 1200 | Clean Energy Connect Import | 0 | 0 | 0 | 0 | Cumulative Firm Capacity | 55343.217 | 55343.217 | 55343.217 | 55343.217 | 55343.217 | Total Firm Capacity Added | 0 | 0 | 0 | 0 | Coal | 518.856 | 518.856 | 518.856 | 518.856 | 518.856 | Coal | 0 | 0 | 0 | 0 | Combined Cycle | 0 | 0 | 0 | 0 | 0 | Combined Cycle | 0 | 0 | 0 | 0
Cumulative Firm Capacity | 123738.8183 | 123738.8183 | 123738.8183 | 123738.8183 | 123738.8183 | Total Firm Capacity Added | 0 | 0 | 0 | 0 | Cumulative Total Capacity | 59161.7466 | 62087.7094 | 64380.3307 | 66368.8911 | 66892.009 | Total Capacity Added | 2925.9628 | 2292.6213 | 1988.5604 | 523.1178 | Combined Cycle | 74.903 | 74.903 | 74.903 | 74.903 | 74.903 | Combined Cycle | 0 | 0 | 0 | 0 | Combustion Turbine | 29.9 | 29.9 | 29.9 | 29.9 | 29.9 | Combustion Turbine | 0 | 0 | 0 | 0
Cumulative Total Capacity | 132102.666 | 140178.0923 | 148754.2501 | 156108.8088 | 167500.1171 | Total Capacity Added | 8075.4263 | 8576.1578 | 7354.5587 | 11391.3083 | Coal | 0 | 0 | 0 | 0 | 0 | Coal | 0 | 0 | 0 | 0 | Combustion Turbine | 161.288 | 161.288 | 161.288 | 161.288 | 161.288 | Combustion Turbine | 0 | 0 | 0 | 0 | Oil/Gas | 676 | 676 | 676 | 676 | 676 | Oil/Gas | 0 | 0 | 0 | 0
Coal | 2214.353 | 2214.353 | 2214.353 | 2214.353 | 2214.353 | Coal | 0 | 0 | 0 | 0 | Combined Cycle | 0 | 0 | 0.0091378 | 0.26808 | 0.26808 | Combined Cycle | 0 | 0.0091378 | 0.25894 | 0 | Oil/Gas | 2575.3808 | 2575.3808 | 2575.3808 | 2575.3808 | 2575.3808 | Oil/Gas | 0 | 0 | 0 | 0 | Nuclear | 0 | 0 | 0 | 1174 | 1840.06 | Nuclear | 0 | 0 | 1174 | 666.06
Combined Cycle | 74.903 | 74.903 | 74.9121 | 75.1711 | 75.1711 | Combined Cycle | 0 | 0.0091378 | 0.25894 | 0 | Combustion Turbine | 608.7 | 608.7 | 608.7 | 608.7 | 608.7 | Combustion Turbine | 0 | 0 | 0 | 0 | Nuclear | 0 | 0 | 0 | 0 | 0 | Nuclear | 0 | 0 | 0 | 0 | Other | 32.456 | 97.956 | 97.956 | 97.956 | 97.956 | Other | 65.5 | 0 | 0 | 0
Combustion Turbine | 799.888 | 799.888 | 799.888 | 799.888 | 799.888 | Combustion Turbine | 0 | 0 | 0 | 0 | Oil/Gas | 2147.4821 | 2147.4821 | 2147.4821 | 2147.4821 | 2147.4821 | Oil/Gas | 0 | 0 | 0 | 0 | Other | 690.5491 | 697.327 | 697.327 | 697.327 | 697.327 | Other | 6.7779 | 0 | 0 | 0 | Total Retirements (Including Firm) | 2433.853 | 2499.353 | 2499.353 | 3673.353 | 4339.413 | Total Retirements (Including Firm) Added | 65.5 | 0 | 1174 | 666.06
Oil/Gas | 5398.8629 | 5398.8629 | 5398.8629 | 5398.8629 | 5398.8629 | Oil/Gas | 0 | 0 | 0 | 0 | Nuclear | 0 | 0 | 0 | 0 | 0 | Nuclear | 0 | 0 | 0 | 0 | Total Retirements (Including Firm) | 4020.9769 | 4027.7548 | 4027.7548 | 4027.7548 | 4027.7548 | Total Retirements (Including Firm) Added | 6.7779 | 0 | 0 | 0 | Net Capacity | 30755.1821 | 32966.6821 | 36708.6821 | 36303.4603 | 39637.4002 | Net Capacity Change | 2211.5 | 3742 | -405.2218 | 3333.94
Nuclear | 0 | 0 | 0 | 1174 | 1840.06 | Nuclear | 0 | 0 | 1174 | 666.06 | Other | 0 | 0 | 0 | 0 | 0 | Other | 0 | 0 | 0 | 0 | Net Capacity | 35507.3814 | 38373.0671 | 40914.6035 | 45511.8236 | 52380.0141 | Net Capacity Change | 2865.6857 | 2541.5365 | 4597.2201 | 6868.1905
Other | 946.5311 | 1018.809 | 1018.809 | 1018.809 | 1018.809 | Other | 72.2779 | 0 | 0 | 0 | Total Retirements (Including Firm) | 2756.1821 | 2756.1821 | 2756.1913 | 2756.4502 | 2756.4502 | Total Retirements (Including Firm) Added | 0 | 0.0091378 | 0.25894 | 0
Total Retirements (Including Firm) | 9434.538 | 9506.8159 | 9506.825 | 10681.084 | 11347.144 | Total Retirements (Including Firm) Added | 72.2779 | 0.0091378 | 1174.2589 | 666.06 | Net Capacity | 56405.5645 | 59331.5272 | 61624.1394 | 63612.4409 | 64135.5588 | Net Capacity Change | 2925.9628 | 2292.6122 | 1988.3015 | 523.1178
Net Capacity | 122668.128 | 130671.2764 | 139247.4251 | 145427.7248 | 156152.9731 | Net Capacity Change | 8003.1484 | 8576.1486 | 6180.2997 | 10725.2483
Case B Reference Scenario
RGGI - Cumulative Capacity Total (MW) | [5 empty] | RGGI - Incremental Capacity Added (MW) |  |  |  |  | New York - NYISO - Cumulative Capacity Total (MW) | [5 empty] | New York - NYISO - Incremental Capacity Added (MW) |  |  |  |  | ISO-NE - Cumulative Capacity Total (MW) | [5 empty] | ISO-NE - Incremental Capacity Added (MW) |  |  |  |  | RGGI PJM - Cumulative Capacity Total (MW) | [5 empty] | RGGI PJM - Incremental Capacity Added (MW)
| 2028 | 2030 | 2032 | 2035 | 2037 |  | 2030 | 2032 | 2035 | 2037 | NY | 2028 | 2030 | 2032 | 2035 | 2037 |  | 2030 | 2032 | 2035 | 2037 | ISONE | 2028 | 2030 | 2032 | 2035 | 2037 |  | 2030 | 2032 | 2035 | 2037 | RGGI PJM | 2028 | 2030 | 2032 | 2035 | 2037 |  | 2030 | 2032 | 2035 | 2037
Nuclear | 0 | 0 | 0 | 0 | 0 | Nuclear | 0 | 0 | 0 | 0 | Nuclear | 0 | 0 | 0 | 0 | 0 | Nuclear | 0 | 0 | 0 | 0 | Nuclear | 0 | 0 | 0 | 0 | 0 | Nuclear | 0 | 0 | 0 | 0 | Nuclear | 0 | 0 | 0 | 0 | 0 | Nuclear | 0 | 0 | 0 | 0
Coal | 0 | 0 | 0 | 0 | 0 | Coal | 0 | 0 | 0 | 0 | Coal | 0 | 0 | 0 | 0 | 0 | Coal | 0 | 0 | 0 | 0 | Coal | 0 | 0 | 0 | 0 | 0 | Coal | 0 | 0 | 0 | 0 | Coal | 0 | 0 | 0 | 0 | 0 | Coal | 0 | 0 | 0 | 0
Combined Cycle | 0 | 0 | 0 | 0 | 0 | Combined Cycle | 0 | 0 | 0 | 0 | Combined Cycle | 0 | 0 | 0 | 0 | 0 | Combined Cycle | 0 | 0 | 0 | 0 | Combined Cycle | 0 | 0 | 0 | 0 | 0 | Combined Cycle | 0 | 0 | 0 | 0 | Combined Cycle | 0 | 0 | 0 | 0 | 0 | Combined Cycle | 0 | 0 | 0 | 0
Combustion Turbine | 0 | 543 | 543 | 606 | 632.3416 | Combustion Turbine | 543 | 0 | 63 | 26.3416 | Combustion Turbine | 0 | 0 | 0 | 0 | 0 | Combustion Turbine | 0 | 0 | 0 | 0 | Combustion Turbine | 0 | 0 | 0 | 63 | 89.3416 | Combustion Turbine | 0 | 0 | 63 | 26.3416 | Combustion Turbine | 0 | 543 | 543 | 543 | 543 | Combustion Turbine | 543 | 0 | 0 | 0
Oil/Gas | 0 | 0 | 0 | 0 | 0 | Oil/Gas | 0 | 0 | 0 | 0 | Oil/Gas | 0 | 0 | 0 | 0 | 0 | Oil/Gas | 0 | 0 | 0 | 0 | Oil/Gas | 0 | 0 | 0 | 0 | 0 | Oil/Gas | 0 | 0 | 0 | 0 | Oil/Gas | 0 | 0 | 0 | 0 | 0 | Oil/Gas | 0 | 0 | 0 | 0
Other | 0 | 0 | 0 | 0 | 0 | Other | 0 | 0 | 0 | 0 | Other | 0 | 0 | 0 | 0 | 0 | Other | 0 | 0 | 0 | 0 | Other | 0 | 0 | 0 | 0 | 0 | Other | 0 | 0 | 0 | 0 | Other | 0 | 0 | 0 | 0 | 0 | Other | 0 | 0 | 0 | 0
Cumulative Economic Conventional Capacity | 0 | 543 | 543 | 606 | 632.3416 | Economic Conventional Capacity Added | 543 | 0 | 63 | 26.3416 | Cumulative Economic Conventional Capacity | 0 | 0 | 0 | 0 | 0 | Economic Conventional Capacity Added | 0 | 0 | 0 | 0 | Cumulative Economic Conventional Capacity | 0 | 0 | 0 | 63 | 89.3416 | Economic Conventional Capacity Added | 0 | 0 | 63 | 26.3416 | Cumulative Economic Conventional Capacity | 0 | 543 | 543 | 543 | 543 | Economic Conventional Capacity Added | 543 | 0 | 0 | 0
Onshore Wind | 617.7709 | 6812.7926 | 9838.3681 | 16836 | 18161.6357 | Onshore Wind | 6195.0217 | 3025.5755 | 6997.6319 | 1325.6357 | Onshore Wind | 135 | 4179 | 5516 | 7524 | 8746 | Onshore Wind | 4044 | 1337 | 2008 | 1222 | Onshore Wind | 273.7709 | 1955.7926 | 3644.3681 | 8009 | 8112.6357 | Onshore Wind | 1682.0217 | 1688.5755 | 4364.6319 | 103.6357 | Onshore Wind | 209 | 678 | 678 | 1303 | 1303 | Onshore Wind | 469 | 0 | 625 | 0
Offshore Wind | 4933.8 | 10331.8 | 23442.8 | 28441.8 | 34777.8 | Offshore Wind | 5398 | 13111 | 4999 | 6336 | Offshore Wind | 2332 | 3886 | 5812 | 8701 | 10237 | Offshore Wind | 1554 | 1926 | 2889 | 1536 | Offshore Wind | 1545 | 4241 | 4241 | 4241 | 9041 | Offshore Wind |  |  |  |  | Offshore Wind | 1056.8 | 2204.8 | 13389.8 | 15499.8 | 15499.8 | Offshore Wind | 1148 | 11185 | 2110 | 0
Solar PV | 11440 | 13951 | 16700 | 21888.8381 | 35634.735 | Solar PV | 2511 | 2749 | 5188.8381 | 13745.8969 | Solar PV | 11440 | 13951 | 16700 | 20825 | 25871 | Solar PV | 2511 | 2749 | 4125 | 5046 | Solar PV | 0 | 0 | 0 | 1063.8381 | 5763.735 | Solar PV | 0 | 0 | 1063.8381 | 4699.8969 | Solar PV | 0 | 0 | 0 | 0 | 4000 | Solar PV | 0 | 0 | 0 | 4000
Battery Storage | 6816.4834 | 7866.4834 | 10974.3334 | 16274.4362 | 20626.8203 | Battery Storage | 1050 | 3107.85 | 5300.1028 | 4352.384 | Battery Storage | 2699 | 3299 | 6406.85 | 11068.65 | 12379.01 | Battery Storage | 600 | 3107.85 | 4661.8 | 1310.36 | Battery Storage | 1146 | 1596 | 1596 | 2234.3028 | 5054.241 | Battery Storage | 450 | 0 | 638.3028 | 2819.9381 | Battery Storage | 2971.4834 | 2971.4834 | 2971.4834 | 2971.4834 | 3193.5693 | Battery Storage | 0 | 0 | 0 | 222.0859
Hydro | 0 | 0 | 0 | 0 | 0 | Hydro | 0 | 0 | 0 | 0 | Hydro | 0 | 0 | 0 | 0 | 0 | Hydro | 0 | 0 | 0 | 0 | Hydro | 0 | 0 | 0 | 0 | 0 | Hydro | 0 | 0 | 0 | 0 | Hydro | 0 | 0 | 0 | 0 | 0 | Hydro | 0 | 0 | 0 | 0
Other RE | 0 | 0 | 0 | 225.6992 | 225.6992 | Other RE | 0 | 0 | 225.6992 | 0 | Other RE | 0 | 0 | 0 | 166.6992 | 166.6992 | Other RE | 0 | 0 | 166.6992 | 0 | Other RE | 0 | 0 | 0 | 59 | 59 | Other RE | 0 | 0 | 59 | 0 | Other RE | 0 | 0 | 0 | 0 | 0 | Other RE | 0 | 0 | 0 | 0
Cumulative Economic Renewable Capacity | 23808.0543 | 38962.076 | 60955.5015 | 83666.7736 | 109426.6901 | Economic Renewable Capacity Added | 15154.0217 | 21993.4255 | 22711.2721 | 25759.9166 | Cumulative Economic Renewable Capacity | 16606 | 25315 | 34434.85 | 48285.3492 | 57399.7092 | Economic Renewable Capacity Added | 8709 | 9119.85 | 13850.4992 | 9114.36 | Cumulative Economic Renewable Capacity | 2964.7709 | 7792.7926 | 9481.3681 | 15607.1409 | 28030.6116 | Economic Renewable Capacity Added | 4828.0217 | 1688.5755 | 6125.7728 | 12423.4707 | Cumulative Economic Renewable Capacity | 4237.2834 | 5854.2834 | 17039.2834 | 19774.2834 | 23996.3693 | Economic Renewable Capacity Added | 1617 | 11185 | 2735 | 4222.0859
Cumulative Economic Capacity | 23808.0543 | 39505.076 | 61498.5015 | 84272.7736 | 110059.0317 | Total Economic Capacity Added | 15697.0217 | 21993.4255 | 22774.2721 | 25786.2582 | Cumulative Economic Capacity | 16606 | 25315 | 34434.85 | 48285.3492 | 57399.7092 | Total Economic Capacity Added | 8709 | 9119.85 | 13850.4992 | 9114.36 | Cumulative Economic Capacity | 2964.7709 | 7792.7926 | 9481.3681 | 15670.1409 | 28119.9532 | Total Economic Capacity Added | 4828.0217 | 1688.5755 | 6188.7728 | 12449.8123 | Cumulative Economic Capacity | 4237.2834 | 6397.2834 | 17582.2834 | 20317.2834 | 24539.3693 | Total Economic Capacity Added | 2160 | 11185 | 2735 | 4222.0859
Nuclear | 11925.7 | 11925.7 | 11925.7 | 11925.7 | 11925.7 | Nuclear | 0 | 0 | 0 | 0 | Nuclear | 3333.6 | 3333.6 | 3333.6 | 3333.6 | 3333.6 | Nuclear | 0 | 0 | 0 | 0 | Nuclear | 3348 | 3348 | 3348 | 3348 | 3348 | Nuclear | 0 | 0 | 0 | 0 | Nuclear | 5244.1 | 5244.1 | 5244.1 | 5244.1 | 5244.1 | Nuclear | 0 | 0 | 0 | 0
Coal | 2214.353 | 2214.353 | 2214.353 | 2214.353 | 2214.353 | Coal | 0 | 0 | 0 | 0 | Coal | 0 | 0 | 0 | 0 | 0 | Coal | 0 | 0 | 0 | 0 | Coal | 518.856 | 518.856 | 518.856 | 518.856 | 518.856 | Coal | 0 | 0 | 0 | 0 | Coal | 1695.497 | 1695.497 | 1695.497 | 1695.497 | 1695.497 | Coal | 0 | 0 | 0 | 0
Combined Cycle | 35910.5158 | 35910.5158 | 35910.5158 | 35910.5158 | 35910.5158 | Combined Cycle | 0 | 0 | 0 | 0 | Combined Cycle | 11182.063 | 11182.063 | 11182.063 | 11182.063 | 11182.063 | Combined Cycle | 0 | 0 | 0 | 0 | Combined Cycle | 13800.0538 | 13800.0538 | 13800.0538 | 13800.0538 | 13800.0538 | Combined Cycle | 0 | 0 | 0 | 0 | Combined Cycle | 10928.399 | 10928.399 | 10928.399 | 10928.399 | 10928.399 | Combined Cycle | 0 | 0 | 0 | 0
Combustion Turbine | 12042.539 | 12042.539 | 12042.539 | 12042.539 | 12042.539 | Combustion Turbine | 0 | 0 | 0 | 0 | Combustion Turbine | 4215.542 | 4215.542 | 4215.542 | 4215.542 | 4215.542 | Combustion Turbine | 0 | 0 | 0 | 0 | Combustion Turbine | 3396.117 | 3396.117 | 3396.117 | 3396.117 | 3396.117 | Combustion Turbine | 0 | 0 | 0 | 0 | Combustion Turbine | 4430.88 | 4430.88 | 4430.88 | 4430.88 | 4430.88 | Combustion Turbine | 0 | 0 | 0 | 0
Oil/Gas | 17973.692 | 17973.692 | 17973.692 | 17973.692 | 17973.692 | Oil/Gas | 0 | 0 | 0 | 0 | Oil/Gas | 10861.2 | 10861.2 | 10861.2 | 10861.2 | 10861.2 | Oil/Gas | 0 | 0 | 0 | 0 | Oil/Gas | 4047.892 | 4047.892 | 4047.892 | 4047.892 | 4047.892 | Oil/Gas | 0 | 0 | 0 | 0 | Oil/Gas | 3064.6 | 3064.6 | 3064.6 | 3064.6 | 3064.6 | Oil/Gas | 0 | 0 | 0 | 0
Other | 5.6 | 5.6 | 5.6 | 5.6 | 5.6 | Other | 0 | 0 | 0 | 0 | Other | 0 | 0 | 0 | 0 | 0 | Other | 0 | 0 | 0 | 0 | Other | 5.6 | 5.6 | 5.6 | 5.6 | 5.6 | Other | 0 | 0 | 0 | 0 | Other | 0 | 0 | 0 | 0 | 0 | Other | 0 | 0 | 0 | 0
Cumulative Firm Conventional Capacity | 80072.3998 | 80072.3998 | 80072.3998 | 80072.3998 | 80072.3998 | Firm Conventional Capacity Added | 0 | 0 | 0 | 0 | Cumulative Firm Conventional Capacity | 29592.405 | 29592.405 | 29592.405 | 29592.405 | 29592.405 | Firm Conventional Capacity Added | 0 | 0 | 0 | 0 | Cumulative Firm Conventional Capacity | 25116.5188 | 25116.5188 | 25116.5188 | 25116.5188 | 25116.5188 | Firm Conventional Capacity Added | 0 | 0 | 0 | 0 | Cumulative Firm Conventional Capacity | 25363.476 | 25363.476 | 25363.476 | 25363.476 | 25363.476 | Firm Conventional Capacity Added | 0 | 0 | 0 | 0
Onshore Wind | 6107.549 | 6107.549 | 6107.549 | 6107.549 | 6107.549 | Onshore Wind | 0 | 0 | 0 | 0 | Onshore Wind | 4055 | 4055 | 4055 | 4055 | 4055 | Onshore Wind | 0 | 0 | 0 | 0 | Onshore Wind | 1781.549 | 1781.549 | 1781.549 | 1781.549 | 1781.549 | Onshore Wind | 0 | 0 | 0 | 0 | Onshore Wind | 271 | 271 | 271 | 271 | 271 | Onshore Wind | 0 | 0 | 0 | 0
Offshore Wind | 1810 | 2314 | 2314 | 2314 | 2314 | Offshore Wind | 504 | 0 | 0 | 0 | Offshore Wind | 1810 | 2314 | 2314 | 2314 | 2314 | Offshore Wind | 504 | 0 | 0 | 0 | Solar PV | 2933.0675 | 2933.0675 | 2933.0675 | 2933.0675 | 2933.0675 | Solar PV | 0 | 0 | 0 | 0 | Solar PV | 3557.93 | 3557.93 | 3557.93 | 3557.93 | 3557.93 | Solar PV | 0 | 0 | 0 | 0
Solar PV | 14878.9975 | 14878.9975 | 14878.9975 | 14878.9975 | 14878.9975 | Solar PV | 0 | 0 | 0 | 0 | Solar PV | 8388 | 8388 | 8388 | 8388 | 8388 | Solar PV | 0 | 0 | 0 | 0 | Battery Storage | 1460.52 | 1460.52 | 1460.52 | 1460.52 | 1460.52 | Battery Storage | 0 | 0 | 0 | 0 | Battery Storage | 201.8 | 201.8 | 201.8 | 201.8 | 201.8 | Battery Storage | 0 | 0 | 0 | 0
Battery Storage | 1665.32 | 1665.32 | 1665.32 | 1665.32 | 1665.32 | Battery Storage | 0 | 0 | 0 | 0 | Battery Storage | 3 | 3 | 3 | 3 | 3 | Battery Storage | 0 | 0 | 0 | 0 | Hydro | 3611.358 | 3611.358 | 3611.358 | 3611.358 | 3611.358 | Hydro | 0 | 0 | 0 | 0 | Hydro | 971.28 | 971.28 | 971.28 | 971.28 | 971.28 | Hydro | 0 | 0 | 0 | 0
Hydro | 10287.383 | 10287.383 | 10287.383 | 10287.383 | 10287.383 | Hydro | 0 | 0 | 0 | 0 | Hydro | 5704.745 | 5704.745 | 5704.745 | 5704.745 | 5704.745 | Hydro | 0 | 0 | 0 | 0 | Other RE | 1286.345 | 1286.345 | 1286.345 | 1286.345 | 1286.345 | Other RE | 0 | 0 | 0 | 0 | Other RE | 417.231 | 417.231 | 417.231 | 417.231 | 417.231 | Other RE | 0 | 0 | 0 | 0
Other RE | 2219.741 | 2219.741 | 2219.741 | 2219.741 | 2219.741 | Other RE | 0 | 0 | 0 | 0 | Other RE | 516.165 | 516.165 | 516.165 | 516.165 | 516.165 | Other RE | 0 | 0 | 0 | 0 | Cumulative Firm Renewable Capacity | 11072.8395 | 11072.8395 | 11072.8395 | 11072.8395 | 11072.8395 | Firm Renewable Capacity Added | 0 | 0 | 0 | 0 | Cumulative Firm Renewable Capacity | 5419.241 | 5419.241 | 5419.241 | 5419.241 | 5419.241 | Firm Renewable Capacity Added | 0 | 0 | 0 | 0
Cumulative Firm Renewable Capacity | 36968.9905 | 37472.9905 | 37472.9905 | 37472.9905 | 37472.9905 | Firm Renewable Capacity Added | 504 | 0 | 0 | 0 | Cumulative Firm Renewable Capacity | 20476.91 | 20980.91 | 20980.91 | 20980.91 | 20980.91 | Firm Renewable Capacity Added | 504 | 0 | 0 | 0 | Clean Energy Connect Import | 1200 | 1200 | 1200 | 1200 | 1200 | Clean Energy Connect Import | 0 | 0 | 0 | 0 | Cumulative Firm Capacity | 30782.717 | 30782.717 | 30782.717 | 30782.717 | 30782.717 | Total Firm Capacity Added | 0 | 0 | 0 | 0
Imports Zone D (HQ) | 1485 | 1485 | 1485 | 1485 | 1485 | Imports Zone D (HQ) | 0 | 0 | 0 | 0 | Imports Zone D (HQ) | 1485 | 1485 | 1485 | 1485 | 1485 | Imports Zone D (HQ) | 0 | 0 | 0 | 0 | Cumulative Firm Capacity | 37389.3583 | 37389.3583 | 37389.3583 | 37389.3583 | 37389.3583 | Total Firm Capacity Added | 0 | 0 | 0 | 0 | Cumulative Total Capacity | 35020.0004 | 37180.0004 | 48365.0004 | 51100.0004 | 55322.0863 | Total Capacity Added | 2160 | 11185 | 2735 | 4222.0859
Imports Zone J (CHPE) | 1250 | 1250 | 1250 | 1250 | 1250 | Imports Zone J (CHPE) | 0 | 0 | 0 | 0 | Imports Zone J (CHPE) | 1250 | 1250 | 1250 | 1250 | 1250 | Imports Zone J (CHPE) | 0 | 0 | 0 | 0 | Cumulative Total Capacity | 40354.1292 | 45182.1509 | 46870.7264 | 53059.4992 | 65509.3115 | Total Capacity Added | 4828.0217 | 1688.5755 | 6188.7728 | 12449.8123 | Coal | 1695.497 | 1695.497 | 1695.497 | 1695.497 | 1695.497 | Coal | 0 | 0 | 0 | 0
Clean Energy Connect Import | 1200 | 1200 | 1200 | 1200 | 1200 | Clean Energy Connect Import | 0 | 0 | 0 | 0 | Cumulative Firm Capacity | 52804.315 | 53308.315 | 53308.315 | 53308.315 | 53308.315 | Total Firm Capacity Added | 504 | 0 | 0 | 0 | Coal | 518.856 | 518.856 | 518.856 | 518.856 | 518.856 | Coal | 0 | 0 | 0 | 0 | Combined Cycle | 0 | 0 | 0 | 0 | 0 | Combined Cycle | 0 | 0 | 0 | 0
Cumulative Firm Capacity | 120976.3903 | 121480.3903 | 121480.3903 | 121480.3903 | 121480.3903 | Total Firm Capacity Added | 504 | 0 | 0 | 0 | Cumulative Total Capacity | 69410.315 | 78623.315 | 87743.165 | 101593.6642 | 110708.0242 | Total Capacity Added | 9213 | 9119.85 | 13850.4992 | 9114.36 | Combined Cycle | 74.903 | 74.903 | 74.903 | 74.903 | 74.903 | Combined Cycle | 0 | 0 | 0 | 0 | Combustion Turbine | 29.9 | 29.9 | 29.9 | 29.9 | 29.9 | Combustion Turbine | 0 | 0 | 0 | 0
Cumulative Total Capacity | 144784.4445 | 160985.4662 | 182978.8918 | 205753.1638 | 231539.422 | Total Capacity Added | 16201.0217 | 21993.4255 | 22774.2721 | 25786.2582 | Coal | 0 | 0 | 0 | 0 | 0 | Coal | 0 | 0 | 0 | 0 | Combustion Turbine | 161.288 | 161.288 | 161.288 | 161.288 | 161.288 | Combustion Turbine | 0 | 0 | 0 | 0 | Oil/Gas | 676 | 676 | 676 | 676 | 676 | Oil/Gas | 0 | 0 | 0 | 0
Coal | 2214.353 | 2214.353 | 2214.353 | 2214.353 | 2214.353 | Coal | 0 | 0 | 0 | 0 | Combined Cycle | 613.9512 | 613.9512 | 613.9512 | 613.9512 | 613.9512 | Combined Cycle | 0 | 0 | 0 | 0 | Oil/Gas | 117 | 117 | 117 | 117 | 117 | Oil/Gas | 0 | -4.5475e-13 | 4.5475e-13 | 0 | Nuclear | 0 | 0 | 0 | 1174 | 2332 | Nuclear | 0 | 0 | 1174 | 1158
Combined Cycle | 688.8542 | 688.8542 | 688.8542 | 688.8542 | 688.8542 | Combined Cycle | 0 | 0 | 0 | 0 | Combustion Turbine | 102.3 | 102.3 | 1003.8 | 2348.05 | 2348.05 | Combustion Turbine | 0 | 901.5 | 1344.25 | 0 | Nuclear | 0 | 0 | 0 | 0 | 0 | Nuclear | 0 | 0 | 0 | 0 | Other | 71.5107 | 89.956 | 97.956 | 97.956 | 97.956 | Other | 18.4453 | 8 | 0 | 0
Combustion Turbine | 293.488 | 293.488 | 1194.988 | 2539.238 | 2539.238 | Combustion Turbine | 0 | 901.5 | 1344.25 | 0 | Oil/Gas | 761.1626 | 4658.4257 | 4658.4257 | 10419.0084 | 10814.7 | Oil/Gas | 3897.2631 | 0 | 5760.5827 | 395.6916 | Other | 690.6706 | 697.327 | 697.327 | 697.327 | 697.327 | Other | 6.6564 | 0 | 0 | 0 | Total Retirements (Including Firm) | 2472.9077 | 2491.353 | 2499.353 | 3673.353 | 4831.353 | Total Retirements (Including Firm) Added | 18.4453 | 8 | 1174 | 1158
Oil/Gas | 1554.1626 | 5451.4257 | 5451.4257 | 11212.0084 | 11607.7 | Oil/Gas | 3897.2631 | 0 | 5760.5827 | 395.6916 | Nuclear | 0 | 0 | 0 | 0 | 0 | Nuclear | 0 | 0 | 0 | 0 | Total Retirements (Including Firm) | 1562.7176 | 1569.374 | 1569.374 | 1569.374 | 1569.374 | Total Retirements (Including Firm) Added | 6.6564 | 0 | 0 | 0 | Net Capacity | 32547.0927 | 34688.6474 | 45865.6474 | 47426.6474 | 50490.7333 | Net Capacity Change | 2141.5547 | 11177 | 1561 | 3064.0859
Nuclear | 0 | 0 | 0 | 1174 | 2332 | Nuclear | 0 | 0 | 1174 | 1158 | Other | 0 | 0 | 0 | 0 | 0 | Other | 0 | 0 | 0 | 0 | Net Capacity | 38791.4116 | 43612.7769 | 45301.3524 | 51490.1252 | 63939.9375 | Net Capacity Change | 4821.3653 | 1688.5755 | 6188.7728 | 12449.8123
Other | 762.1813 | 787.283 | 795.283 | 795.283 | 795.283 | Other | 25.1017 | 8 | 0 | 0 | Total Retirements (Including Firm) | 1477.4138 | 5374.6769 | 6276.1769 | 13381.0096 | 13776.7012 | Total Retirements (Including Firm) Added | 3897.2631 | 901.5 | 7104.8327 | 395.6916
Total Retirements (Including Firm) | 5513.039 | 9435.4039 | 10344.9039 | 18623.7366 | 20177.4282 | Total Retirements (Including Firm) Added | 3922.3649 | 909.5 | 8278.8327 | 1553.6916 | Net Capacity | 67932.9012 | 73248.6381 | 81466.9881 | 88212.6546 | 96931.323 | Net Capacity Change | 5315.7369 | 8218.35 | 6745.6665 | 8718.6684
Net Capacity | 139271.4055 | 151550.0623 | 172633.9879 | 187129.4272 | 211361.9938 | Net Capacity Change | 12278.6568 | 21083.9255 | 14495.4394 | 24232.5666
Case A Policy Scenario
RGGI - Cumulative Capacity Total (MW) | [5 empty] | RGGI - Incremental Capacity Added (MW) |  |  |  |  | New York - NYISO - Cumulative Capacity Total (MW) | [5 empty] | New York - NYISO - Incremental Capacity Added (MW) |  |  |  |  | ISO-NE - Cumulative Capacity Total (MW) | [5 empty] | ISO-NE - Incremental Capacity Added (MW) |  |  |  |  | RGGI PJM - Cumulative Capacity Total (MW) | [5 empty] | RGGI PJM - Incremental Capacity Added (MW)
| 2028 | 2030 | 2032 | 2035 | 2037 |  | 2030 | 2032 | 2035 | 2037 | NY | 2028 | 2030 | 2032 | 2035 | 2037 |  | 2030 | 2032 | 2035 | 2037 | ISONE | 2028 | 2030 | 2032 | 2035 | 2037 |  | 2030 | 2032 | 2035 | 2037 | RGGI PJM | 2028 | 2030 | 2032 | 2035 | 2037 |  | 2030 | 2032 | 2035 | 2037
Nuclear | 0 | 0 | 0 | 0 | 0 | Nuclear | 0 | 0 | 0 | 0 | Nuclear | 0 | 0 | 0 | 0 | 0 | Nuclear | 0 | 0 | 0 | 0 | Nuclear | 0 | 0 | 0 | 0 | 0 | Nuclear | 0 | 0 | 0 | 0 | Nuclear | 0 | 0 | 0 | 0 | 0 | Nuclear | 0 | 0 | 0 | 0
Coal | 0 | 0 | 0 | 0 | 0 | Coal | 0 | 0 | 0 | 0 | Coal | 0 | 0 | 0 | 0 | 0 | Coal | 0 | 0 | 0 | 0 | Coal | 0 | 0 | 0 | 0 | 0 | Coal | 0 | 0 | 0 | 0 | Coal | 0 | 0 | 0 | 0 | 0 | Coal | 0 | 0 | 0 | 0
Combined Cycle | 0 | 0 | 24.1468 | 1058.0194 | 1446.2783 | Combined Cycle | 0 | 24.1468 | 1033.8725 | 388.2589 | Combined Cycle | 0 | 0 | 24.1468 | 396.2945 | 784.5535 | Combined Cycle | 0 | 24.1468 | 372.1477 | 388.2589 | Combined Cycle | 0 | 0 | 0 | 661.7248 | 661.7248 | Combined Cycle | 0 | 0 | 661.7248 | 0 | Combined Cycle | 0 | 0 | 0 | 0 | 0 | Combined Cycle | 0 | 0 | 0 | 0
Combustion Turbine | 0 | 155.975 | 155.975 | 155.975 | 155.975 | Combustion Turbine | 155.975 | -2e-06 | 0 | 0 | Combustion Turbine | 0 | 0 | 0 | 0 | 0 | Combustion Turbine | 0 | 0 | 0 | 0 | Combustion Turbine | 0 | 0 | 0 | 0 | 0 | Combustion Turbine | 0 | 0 | 0 | 0 | Combustion Turbine | 0 | 155.975 | 155.975 | 155.975 | 155.975 | Combustion Turbine | 155.975 | -2e-06 | 0 | 0
Oil/Gas | 0 | 0 | 0 | 0 | 0 | Oil/Gas | 0 | 0 | 0 | 0 | Oil/Gas | 0 | 0 | 0 | 0 | 0 | Oil/Gas | 0 | 0 | 0 | 0 | Oil/Gas | 0 | 0 | 0 | 0 | 0 | Oil/Gas | 0 | 0 | 0 | 0 | Oil/Gas | 0 | 0 | 0 | 0 | 0 | Oil/Gas | 0 | 0 | 0 | 0
Other | 0 | 0 | 0 | 0 | 0 | Other | 0 | 0 | 0 | 0 | Other | 0 | 0 | 0 | 0 | 0 | Other | 0 | 0 | 0 | 0 | Other | 0 | 0 | 0 | 0 | 0 | Other | 0 | 0 | 0 | 0 | Other | 0 | 0 | 0 | 0 | 0 | Other | 0 | 0 | 0 | 0
Cumulative Economic Conventional Capacity | 0 | 155.975 | 180.1218 | 1213.9943 | 1602.2533 | Economic Conventional Capacity Added | 155.975 | 24.1468 | 1033.8725 | 388.2589 | Cumulative Economic Conventional Capacity | 0 | 0 | 24.1468 | 396.2945 | 784.5535 | Economic Conventional Capacity Added | 0 | 24.1468 | 372.1477 | 388.2589 | Cumulative Economic Conventional Capacity | 0 | 0 | 0 | 661.7248 | 661.7248 | Economic Conventional Capacity Added | 0 | 0 | 661.7248 | 0 | Cumulative Economic Conventional Capacity | 0 | 155.975 | 155.975 | 155.975 | 155.975 | Economic Conventional Capacity Added | 155.975 | -2e-06 | 0 | 0
Onshore Wind | 640.9198 | 9472.5874 | 9599.5874 | 12194.5874 | 12593.8688 | Onshore Wind | 8831.6676 | 127 | 2595 | 399.2814 | Onshore Wind | 0 | 3380.5874 | 3380.5874 | 3380.5874 | 3380.5874 | Onshore Wind | 3380.5874 | 8e-06 | 0 | 0 | Onshore Wind | 640.9198 | 5414 | 5541 | 8136 | 8535.2814 | Onshore Wind | 4773.0802 | 127 | 2595 | 399.2814 | Onshore Wind | 0 | 678 | 678 | 678 | 678 | Onshore Wind | 678 | 0 | 0 | 0
Offshore Wind | 2601.8 | 3749.8 | 7491.8 | 7491.8 | 7491.8 | Offshore Wind | 1148 | 3742 | 0 | 0 | Offshore Wind | 0 | 0 | 0 | 0 | 0 | Offshore Wind | 0 | 0 | 0 | 0 | Offshore Wind | 1545 | 1545 | 1545 | 1545 | 1545 | Offshore Wind |  |  |  |  | Offshore Wind | 1056.8 | 2204.8 | 5946.8 | 5946.8 | 5946.8 | Offshore Wind | 1148 | 3742 | 0 | 0
Solar PV | 0 | 0 | 0 | 4498.5485 | 16691.6376 | Solar PV | 0 | 0 | 4498.5485 | 12193.0891 | Solar PV | 0 | 0 | 0 | 0 | 408.3847 | Solar PV | 0 | 0 | 0 | 408.3847 | Solar PV | 0 | 0 | 0 | 1937.7561 | 9722.4606 | Solar PV | 0 | 0 | 1937.7561 | 7784.7044 | Solar PV | 0 | 0 | 0 | 2560.7923 | 6560.7923 | Solar PV | 0 | 0 | 2560.7923 | 4000
Battery Storage | 8512.8727 | 9102.9433 | 11383.0321 | 14819.2471 | 16199.1226 | Battery Storage | 590.0706 | 2280.0888 | 3436.215 | 1379.8755 | Battery Storage | 5879.3977 | 6469.4683 | 8749.5571 | 9486.643 | 9731.6738 | Battery Storage | 590.0706 | 2280.0888 | 737.0859 | 245.0308 | Battery Storage | 594 | 594 | 594 | 1756.6537 | 2758.2736 | Battery Storage | 0 | 0 | 1162.6537 | 1001.6199 | Battery Storage | 2039.475 | 2039.475 | 2039.475 | 3575.9504 | 3709.1752 | Battery Storage | 2.2e-05 | -2.2e-05 | 1536.4754 | 133.2248
Hydro | 0 | 0 | 0 | 0 | 0 | Hydro | 0 | 0 | 0 | 0 | Hydro | 0 | 0 | 0 | 0 | 0 | Hydro | 0 | 0 | 0 | 0 | Hydro | 0 | 0 | 0 | 0 | 0 | Hydro | 0 | 0 | 0 | 0 | Hydro | 0 | 0 | 0 | 0 | 0 | Hydro | 0 | 0 | 0 | 0
Other RE | 0 | 0 | 59 | 59 | 59 | Other RE | 0 | 59 | 0 | 0 | Other RE | 0 | 0 | 0 | 0 | 0 | Other RE | 0 | 0 | 0 | 0 | Other RE | 0 | 0 | 59 | 59 | 59 | Other RE | 0 | 59 | 0 | 0 | Other RE | 0 | 0 | 0 | 0 | 0 | Other RE | 0 | 0 | 0 | 0
Cumulative Economic Renewable Capacity | 11755.5924 | 22325.3307 | 28533.4195 | 39063.183 | 53035.429 | Economic Renewable Capacity Added | 10569.7383 | 6208.0888 | 10529.7634 | 13972.2461 | Cumulative Economic Renewable Capacity | 5879.3977 | 9850.0557 | 12130.1445 | 12867.2304 | 13520.646 | Economic Renewable Capacity Added | 3970.658 | 2280.0888 | 737.0859 | 653.4155 | Cumulative Economic Renewable Capacity | 2779.9198 | 7553 | 7739 | 13434.4098 | 22620.0155 | Economic Renewable Capacity Added | 4773.0802 | 186 | 5695.4098 | 9185.6057 | Cumulative Economic Renewable Capacity | 3096.275 | 4922.275 | 8664.275 | 12761.5427 | 16894.7675 | Economic Renewable Capacity Added | 1826 | 3742 | 4097.2677 | 4133.2248
Cumulative Economic Capacity | 11755.5924 | 22481.3057 | 28713.5413 | 40277.1773 | 54637.6823 | Total Economic Capacity Added | 10725.7132 | 6232.2356 | 11563.636 | 14360.505 | Cumulative Economic Capacity | 5879.3977 | 9850.0557 | 12154.2914 | 13263.525 | 14305.1994 | Total Economic Capacity Added | 3970.658 | 2304.2357 | 1109.2336 | 1041.6745 | Cumulative Economic Capacity | 2779.9198 | 7553 | 7739 | 14096.1347 | 23281.7404 | Total Economic Capacity Added | 4773.0802 | 186 | 6357.1347 | 9185.6057 | Cumulative Economic Capacity | 3096.275 | 5078.25 | 8820.2499 | 12917.5177 | 17050.7425 | Total Economic Capacity Added | 1981.975 | 3742 | 4097.2677 | 4133.2248
Nuclear | 11925.7 | 11925.7 | 11925.7 | 11925.7 | 11925.7 | Nuclear | 0 | 0 | 0 | 0 | Nuclear | 3333.6 | 3333.6 | 3333.6 | 3333.6 | 3333.6 | Nuclear | 0 | 0 | 0 | 0 | Nuclear | 3348 | 3348 | 3348 | 3348 | 3348 | Nuclear | 0 | 0 | 0 | 0 | Nuclear | 5244.1 | 5244.1 | 5244.1 | 5244.1 | 5244.1 | Nuclear | 0 | 0 | 0 | 0
Coal | 2214.353 | 2214.353 | 2214.353 | 2214.353 | 2214.353 | Coal | 0 | 0 | 0 | 0 | Coal | 0 | 0 | 0 | 0 | 0 | Coal | 0 | 0 | 0 | 0 | Coal | 518.856 | 518.856 | 518.856 | 518.856 | 518.856 | Coal | 0 | 0 | 0 | 0 | Coal | 1695.497 | 1695.497 | 1695.497 | 1695.497 | 1695.497 | Coal | 0 | 0 | 0 | 0
Combined Cycle | 35910.5158 | 35910.5158 | 35910.5158 | 35910.5158 | 35910.5158 | Combined Cycle | 0 | 0 | 0 | 0 | Combined Cycle | 11182.063 | 11182.063 | 11182.063 | 11182.063 | 11182.063 | Combined Cycle | 0 | 0 | 0 | 0 | Combined Cycle | 13800.0538 | 13800.0538 | 13800.0538 | 13800.0538 | 13800.0538 | Combined Cycle | 0 | 0 | 0 | 0 | Combined Cycle | 10928.399 | 10928.399 | 10928.399 | 10928.399 | 10928.399 | Combined Cycle | 0 | 0 | 0 | 0
Combustion Turbine | 11900.339 | 11900.339 | 11900.339 | 11900.339 | 11900.339 | Combustion Turbine | 0 | 0 | 0 | 0 | Combustion Turbine | 4073.342 | 4073.342 | 4073.342 | 4073.342 | 4073.342 | Combustion Turbine | 0 | 0 | 0 | 0 | Combustion Turbine | 3396.117 | 3396.117 | 3396.117 | 3396.117 | 3396.117 | Combustion Turbine | 0 | 0 | 0 | 0 | Combustion Turbine | 4430.88 | 4430.88 | 4430.88 | 4430.88 | 4430.88 | Combustion Turbine | 0 | 0 | 0 | 0
Oil/Gas | 17973.692 | 17973.692 | 17973.692 | 17973.692 | 17973.692 | Oil/Gas | 0 | 0 | 0 | 0 | Oil/Gas | 10861.2 | 10861.2 | 10861.2 | 10861.2 | 10861.2 | Oil/Gas | 0 | 0 | 0 | 0 | Oil/Gas | 4047.892 | 4047.892 | 4047.892 | 4047.892 | 4047.892 | Oil/Gas | 0 | 0 | 0 | 0 | Oil/Gas | 3064.6 | 3064.6 | 3064.6 | 3064.6 | 3064.6 | Oil/Gas | 0 | 0 | 0 | 0
Other | 5.6 | 5.6 | 5.6 | 5.6 | 5.6 | Other | 0 | 0 | 0 | 0 | Other | 0 | 0 | 0 | 0 | 0 | Other | 0 | 0 | 0 | 0 | Other | 5.6 | 5.6 | 5.6 | 5.6 | 5.6 | Other | 0 | 0 | 0 | 0 | Other | 0 | 0 | 0 | 0 | 0 | Other | 0 | 0 | 0 | 0
Cumulative Firm Conventional Capacity | 79930.1998 | 79930.1998 | 79930.1998 | 79930.1998 | 79930.1998 | Firm Conventional Capacity Added | 0 | 0 | 0 | 0 | Cumulative Firm Conventional Capacity | 29450.205 | 29450.205 | 29450.205 | 29450.205 | 29450.205 | Firm Conventional Capacity Added | 0 | 0 | 0 | 0 | Cumulative Firm Conventional Capacity | 25116.5188 | 25116.5188 | 25116.5188 | 25116.5188 | 25116.5188 | Firm Conventional Capacity Added | 0 | 0 | 0 | 0 | Cumulative Firm Conventional Capacity | 25363.476 | 25363.476 | 25363.476 | 25363.476 | 25363.476 | Firm Conventional Capacity Added | 0 | 0 | 0 | 0
Onshore Wind | 5857.021 | 5857.021 | 5857.021 | 5857.021 | 5857.021 | Onshore Wind | 1e-06 | -1e-06 | 0 | 0 | Onshore Wind | 3804.472 | 3804.472 | 3804.472 | 3804.472 | 3804.472 | Onshore Wind | 0 | 0 | 0 | 0 | Onshore Wind | 1781.549 | 1781.549 | 1781.549 | 1781.549 | 1781.549 | Onshore Wind | 0 | 0 | 0 | 0 | Onshore Wind | 271 | 271 | 271 | 271 | 271 | Onshore Wind | 0 | 0 | 0 | 0
Offshore Wind | 1876 | 1876 | 1876 | 1876 | 1876 | Offshore Wind | 0 | 0 | 0 | 0 | Offshore Wind | 1876 | 1876 | 1876 | 1876 | 1876 | Offshore Wind | 0 | 0 | 0 | 0 | Solar PV | 2933.0675 | 2933.0675 | 2933.0675 | 2933.0675 | 2933.0675 | Solar PV | 0 | 0 | 0 | 0 | Solar PV | 3557.93 | 3557.93 | 3557.93 | 3557.93 | 3557.93 | Solar PV | 0 | 0 | 0 | 0
Solar PV | 16329.1535 | 16329.154 | 16329.1535 | 16329.1535 | 16329.1535 | Solar PV | 0.0005 | -0.0005 | 0 | 0 | Solar PV | 9838.156 | 9838.156 | 9838.156 | 9838.156 | 9838.156 | Solar PV | 0 | 0 | 0 | 0 | Battery Storage | 1460.52 | 1460.52 | 1460.52 | 1460.52 | 1460.52 | Battery Storage | 0 | 0 | 0 | 0 | Battery Storage | 201.8 | 201.8 | 201.8 | 201.8 | 201.8 | Battery Storage | 0 | 0 | 0 | 0
Battery Storage | 3304.32 | 3304.32 | 3304.32 | 3304.32 | 3304.32 | Battery Storage | -7e-06 | 7e-06 | 0 | 0 | Battery Storage | 1642 | 1642 | 1642 | 1642 | 1642 | Battery Storage | 0 | 0 | 0 | 0 | Hydro | 3611.358 | 3611.358 | 3611.358 | 3611.358 | 3611.358 | Hydro | 0 | 0 | 0 | 0 | Hydro | 971.28 | 971.28 | 971.28 | 971.28 | 971.28 | Hydro | 0 | 0 | 0 | 0
Hydro | 10287.383 | 10287.383 | 10287.383 | 10287.383 | 10287.383 | Hydro | 0 | 0 | 0 | 0 | Hydro | 5704.745 | 5704.745 | 5704.745 | 5704.745 | 5704.745 | Hydro | 0 | 0 | 0 | 0 | Other RE | 1286.345 | 1286.345 | 1286.345 | 1286.345 | 1286.345 | Other RE | 0 | 0 | 0 | 0 | Other RE | 417.231 | 417.231 | 417.231 | 417.231 | 417.231 | Other RE | 0 | 0 | 0 | 0
Other RE | 2219.741 | 2219.741 | 2219.741 | 2219.741 | 2219.741 | Other RE | 0 | 0 | 0 | 0 | Other RE | 292.639 | 292.639 | 292.639 | 292.639 | 292.639 | Other RE | 0 | 0 | 0 | 0 | Cumulative Firm Renewable Capacity | 11072.8395 | 11072.8395 | 11072.8395 | 11072.8395 | 11072.8395 | Firm Renewable Capacity Added | 0 | 0 | 0 | 0 | Cumulative Firm Renewable Capacity | 5419.241 | 5419.241 | 5419.241 | 5419.241 | 5419.241 | Firm Renewable Capacity Added | 0 | 0 | 0 | 0
Cumulative Firm Renewable Capacity | 39873.6185 | 39873.619 | 39873.6185 | 39873.6185 | 39873.6185 | Firm Renewable Capacity Added | 0.000494 | -0.000494 | 0 | 0 | Cumulative Firm Renewable Capacity | 23158.012 | 23158.012 | 23158.012 | 23158.012 | 23158.012 | Firm Renewable Capacity Added | 0 | 0 | 0 | 0 | Clean Energy Connect Import | 1200 | 1200 | 1200 | 1200 | 1200 | Clean Energy Connect Import | 0 | 0 | 0 | 0 | Cumulative Firm Capacity | 30782.717 | 30782.717 | 30782.717 | 30782.717 | 30782.717 | Total Firm Capacity Added | 0 | 0 | 0 | 0
Imports Zone D (HQ) | 1485 | 1485 | 1485 | 1485 | 1485 | Imports Zone D (HQ) | 0 | 0 | 0 | 0 | Imports Zone D (HQ) | 1485 | 1485 | 1485 | 1485 | 1485 | Imports Zone D (HQ) | 0 | 0 | 0 | 0 | Cumulative Firm Capacity | 37389.3583 | 37389.3583 | 37389.3583 | 37389.3583 | 37389.3583 | Total Firm Capacity Added | 0 | 0 | 0 | 0 | Cumulative Total Capacity | 33878.992 | 35860.967 | 39602.9669 | 43700.2347 | 47833.4595 | Total Capacity Added | 1981.975 | 3742 | 4097.2677 | 4133.2248
Imports Zone J (CHPE) | 1250 | 1250 | 1250 | 1250 | 1250 | Imports Zone J (CHPE) | 0 | 0 | 0 | 0 | Imports Zone J (CHPE) | 1250 | 1250 | 1250 | 1250 | 1250 | Imports Zone J (CHPE) | 0 | 0 | 0 | 0 | Cumulative Total Capacity | 40169.278 | 44942.3583 | 45128.3583 | 51485.4929 | 60671.0986 | Total Capacity Added | 4773.0802 | 186 | 6357.1347 | 9185.6057 | Coal | 1695.497 | 1695.497 | 1695.497 | 1695.497 | 1695.497 | Coal | 0 | 0 | 0 | 0
Clean Energy Connect Import | 1200 | 1200 | 1200 | 1200 | 1200 | Clean Energy Connect Import | 0 | 0 | 0 | 0 | Cumulative Firm Capacity | 55343.217 | 55343.217 | 55343.217 | 55343.217 | 55343.217 | Total Firm Capacity Added | 0 | 0 | 0 | 0 | Coal | 518.856 | 518.856 | 518.856 | 518.856 | 518.856 | Coal | 0 | 0 | 0 | 0 | Combined Cycle | 0 | 0 | 1.4894 | 1.4894 | 1.4894 | Combined Cycle | 0 | 1.4894 | 0 | 0
Cumulative Firm Capacity | 123738.8183 | 123738.8188 | 123738.8183 | 123738.8183 | 123738.8183 | Total Firm Capacity Added | 0.000494 | -0.000494 | 0 | 0 | Cumulative Total Capacity | 61222.6147 | 65193.2727 | 67497.5084 | 68606.742 | 69648.4164 | Total Capacity Added | 3970.658 | 2304.2357 | 1109.2336 | 1041.6745 | Combined Cycle | 74.903 | 74.903 | 74.903 | 74.903 | 74.903 | Combined Cycle | 0 | 0 | 0 | 0 | Combustion Turbine | 29.9 | 29.9 | 29.9 | 29.9 | 29.9 | Combustion Turbine | 0 | 0 | 0 | 0
Cumulative Total Capacity | 135494.4107 | 146220.1244 | 152452.3596 | 164015.9956 | 178376.5005 | Total Capacity Added | 10725.7137 | 6232.2352 | 11563.636 | 14360.505 | Coal | 0 | 0 | 0 | 0 | 0 | Coal | 0 | 0 | 0 | 0 | Combustion Turbine | 155.688 | 155.688 | 155.688 | 155.688 | 155.688 | Combustion Turbine | 0 | 0 | 0 | 0 | Oil/Gas | 676 | 676 | 676 | 676 | 676 | Oil/Gas | 0 | 0 | 0 | 0
Coal | 2214.353 | 2214.353 | 2214.353 | 2214.353 | 2214.353 | Coal | 0 | 0 | 0 | 0 | Combined Cycle | 35.5254 | 35.5254 | 36.0991 | 38.804 | 38.804 | Combined Cycle | 0 | 0.57367 | 2.7049 | 0 | Oil/Gas | 2671.6027 | 2671.6027 | 2671.6027 | 2671.6027 | 2671.6027 | Oil/Gas | 0 | 0 | 0 | 0 | Nuclear | 0 | 0 | 0 | 1174 | 1174 | Nuclear | 0 | 0 | 1174 | 0
Combined Cycle | 110.4284 | 110.4288 | 112.4911 | 115.196 | 115.196 | Combined Cycle | 0.00031 | 2.0623 | 2.7049 | 0 | Combustion Turbine | 608.7 | 608.7 | 608.7 | 608.7 | 608.7 | Combustion Turbine | 0 | 0 | 0 | 0 | Nuclear | 0 | 0 | 0 | 0 | 0 | Nuclear | 0 | 0 | 0 | 0 | Other | 89.956 | 89.956 | 97.956 | 97.956 | 97.956 | Other | 0 | 8 | 0 | 0
Combustion Turbine | 794.288 | 794.288 | 794.288 | 794.288 | 794.288 | Combustion Turbine | 0 | 0 | 0 | 0 | Oil/Gas | 3219.6915 | 3219.6915 | 3219.6915 | 3219.6915 | 3358.4714 | Oil/Gas | 1.4e-05 | 0 | 0 | 138.7799 | Other | 690.4855 | 697.327 | 697.327 | 697.327 | 697.327 | Other | 6.8415 | 0 | 0 | 0 | Total Retirements (Including Firm) | 2491.353 | 2491.353 | 2500.8424 | 3674.8424 | 3674.8424 | Total Retirements (Including Firm) Added | 0 | 9.4894 | 1174 | 0
Oil/Gas | 6567.2941 | 6567.2941 | 6567.2943 | 6567.2943 | 6706.0742 | Oil/Gas | 0 | 0.00015 | 0 | 138.7799 | Nuclear | 0 | 0 | 0 | 0 | 0 | Nuclear | 0 | 0 | 0 | 0 | Total Retirements (Including Firm) | 4111.5351 | 4118.3767 | 4118.3767 | 4118.3767 | 4118.3767 | Total Retirements (Including Firm) Added | 6.8415 | 0 | 0 | 0 | Net Capacity | 31387.639 | 33369.614 | 37102.1245 | 40025.3923 | 44158.6171 | Net Capacity Change | 1981.975 | 3732.5106 | 2923.2677 | 4133.2248
Nuclear | 0 | 0 | 0 | 1174 | 1174 | Nuclear | 0 | 0 | 1174 | 0 | Other | 0 | 0 | 0 | 0 | 0 | Other | 0 | 0 | 0 | 0 | Net Capacity | 36057.7429 | 40823.9816 | 41009.9816 | 47367.1163 | 56552.722 | Net Capacity Change | 4766.2387 | 186 | 6357.1347 | 9185.6057
Other | 1003.9675 | 1010.809 | 1018.809 | 1018.809 | 1018.809 | Other | 6.8415 | 8 | 0 | 0 | Total Retirements (Including Firm) | 3863.9169 | 3863.9169 | 3864.4906 | 3867.1955 | 4005.9754 | Total Retirements (Including Firm) Added | 1.4e-05 | 0.57367 | 2.7049 | 138.7799
Total Retirements (Including Firm) | 10690.3311 | 10697.1729 | 10707.2354 | 11883.9403 | 12022.7202 | Total Retirements (Including Firm) Added | 6.8418 | 10.0625 | 1176.7049 | 138.7799 | Net Capacity | 57358.6978 | 61329.3558 | 63633.0178 | 64739.5464 | 65642.441 | Net Capacity Change | 3970.658 | 2303.662 | 1106.5287 | 902.8946
Net Capacity | 124804.0796 | 135522.9515 | 141745.1242 | 152132.0553 | 166353.7803 | Net Capacity Change | 10718.8719 | 6222.1727 | 10386.9311 | 14221.7251
Case B Policy Scenario
RGGI - Cumulative Capacity Total (MW) | [5 empty] | RGGI - Incremental Capacity Added (MW) |  |  |  |  | New York - NYISO - Cumulative Capacity Total (MW) | [5 empty] | New York - NYISO - Incremental Capacity Added (MW) |  |  |  |  | ISO-NE - Cumulative Capacity Total (MW) | [5 empty] | ISO-NE - Incremental Capacity Added (MW) |  |  |  |  | RGGI PJM - Cumulative Capacity Total (MW) | [5 empty] | RGGI PJM - Incremental Capacity Added (MW)
| 2028 | 2030 | 2032 | 2035 | 2037 |  | 2030 | 2032 | 2035 | 2037 | NY | 2028 | 2030 | 2032 | 2035 | 2037 |  | 2030 | 2032 | 2035 | 2037 | ISONE | 2028 | 2030 | 2032 | 2035 | 2037 |  | 2030 | 2032 | 2035 | 2037 | RGGI PJM | 2028 | 2030 | 2032 | 2035 | 2037 |  | 2030 | 2032 | 2035 | 2037
Nuclear | 0 | 0 | 0 | 0 | 0 | Nuclear | 0 | 0 | 0 | 0 | Nuclear | 0 | 0 | 0 | 0 | 0 | Nuclear | 0 | 0 | 0 | 0 | Nuclear | 0 | 0 | 0 | 0 | 0 | Nuclear | 0 | 0 | 0 | 0 | Nuclear | 0 | 0 | 0 | 0 | 0 | Nuclear | 0 | 0 | 0 | 0
Coal | 0 | 0 | 0 | 0 | 0 | Coal | 0 | 0 | 0 | 0 | Coal | 0 | 0 | 0 | 0 | 0 | Coal | 0 | 0 | 0 | 0 | Coal | 0 | 0 | 0 | 0 | 0 | Coal | 0 | 0 | 0 | 0 | Coal | 0 | 0 | 0 | 0 | 0 | Coal | 0 | 0 | 0 | 0
Combined Cycle | 0 | 0 | 0 | 0 | 0 | Combined Cycle | 0 | 0 | 0 | 0 | Combined Cycle | 0 | 0 | 0 | 0 | 0 | Combined Cycle | 0 | 0 | 0 | 0 | Combined Cycle | 0 | 0 | 0 | 0 | 0 | Combined Cycle | 0 | 0 | 0 | 0 | Combined Cycle | 0 | 0 | 0 | 0 | 0 | Combined Cycle | 0 | 0 | 0 | 0
Combustion Turbine | 0 | 543 | 543 | 606 | 606 | Combustion Turbine | 543 | 0 | 63 | 0 | Combustion Turbine | 0 | 0 | 0 | 0 | 0 | Combustion Turbine | 0 | 0 | 0 | 0 | Combustion Turbine | 0 | 0 | 0 | 63 | 63 | Combustion Turbine | 0 | 0 | 63 | 0 | Combustion Turbine | 0 | 543 | 543 | 543 | 543 | Combustion Turbine | 543 | 0 | 0 | 0
Oil/Gas | 0 | 0 | 0 | 0 | 0 | Oil/Gas | 0 | 0 | 0 | 0 | Oil/Gas | 0 | 0 | 0 | 0 | 0 | Oil/Gas | 0 | 0 | 0 | 0 | Oil/Gas | 0 | 0 | 0 | 0 | 0 | Oil/Gas | 0 | 0 | 0 | 0 | Oil/Gas | 0 | 0 | 0 | 0 | 0 | Oil/Gas | 0 | 0 | 0 | 0
Other | 0 | 0 | 0 | 0 | 0 | Other | 0 | 0 | 0 | 0 | Other | 0 | 0 | 0 | 0 | 0 | Other | 0 | 0 | 0 | 0 | Other | 0 | 0 | 0 | 0 | 0 | Other | 0 | 0 | 0 | 0 | Other | 0 | 0 | 0 | 0 | 0 | Other | 0 | 0 | 0 | 0
Cumulative Economic Conventional Capacity | 0 | 543 | 543 | 606 | 606 | Economic Conventional Capacity Added | 543 | 0 | 63 | 0 | Cumulative Economic Conventional Capacity | 0 | 0 | 0 | 0 | 0 | Economic Conventional Capacity Added | 0 | 0 | 0 | 0 | Cumulative Economic Conventional Capacity | 0 | 0 | 0 | 63 | 63 | Economic Conventional Capacity Added | 0 | 0 | 63 | 0 | Cumulative Economic Conventional Capacity | 0 | 543 | 543 | 543 | 543 | Economic Conventional Capacity Added | 543 | 0 | 0 | 0
Onshore Wind | 836.6571 | 8809.6958 | 10842.6958 | 16836 | 18292.5069 | Onshore Wind | 7973.0387 | 2033 | 5993.3042 | 1456.5069 | Onshore Wind | 135 | 4179 | 5516 | 7524 | 8746 | Onshore Wind | 4044 | 1337 | 2008 | 1222 | Onshore Wind | 492.6571 | 3952.6958 | 4648.6958 | 8009 | 8243.5069 | Onshore Wind | 3460.0387 | 696 | 3360.3042 | 234.5069 | Onshore Wind | 209 | 678 | 678 | 1303 | 1303 | Onshore Wind | 469 | 0 | 625 | 0
Offshore Wind | 4933.8 | 10331.8 | 23442.8 | 28441.8 | 34777.8 | Offshore Wind | 5398 | 13111 | 4999 | 6336 | Offshore Wind | 2332 | 3886 | 5812 | 8701 | 10237 | Offshore Wind | 1554 | 1926 | 2889 | 1536 | Offshore Wind | 1545 | 4241 | 4241 | 4241 | 9041 | Offshore Wind |  |  |  |  | Offshore Wind | 1056.8 | 2204.8 | 13389.8 | 15499.8 | 15499.8 | Offshore Wind | 1148 | 11185 | 2110 | 0
Solar PV | 11440 | 13951 | 16700 | 22229.3559 | 36122.2343 | Solar PV | 2511 | 2749 | 5529.3559 | 13892.8784 | Solar PV | 11440 | 13951 | 16700 | 20825 | 25871 | Solar PV | 2511 | 2749 | 4125 | 5046 | Solar PV | 0 | 0 | 0 | 998.3141 | 5845.1925 | Solar PV | 0 | 0 | 998.3141 | 4846.8784 | Solar PV | 0 | 0 | 0 | 406.0418 | 4406.0418 | Solar PV | 0 | 0 | 406.0418 | 4000
Battery Storage | 6562.9818 | 7612.9818 | 10720.8318 | 16225.2453 | 20892.5273 | Battery Storage | 1050 | 3107.85 | 5504.4135 | 4667.282 | Battery Storage | 2699 | 3299 | 6406.85 | 11068.65 | 12379.01 | Battery Storage | 600 | 3107.85 | 4661.8 | 1310.36 | Battery Storage | 1146 | 1596 | 1596 | 2194.9885 | 5103.1155 | Battery Storage | 450 | 0 | 598.9885 | 2908.127 | Battery Storage | 2717.9818 | 2717.9818 | 2717.9818 | 2961.6069 | 3410.4018 | Battery Storage | 0 | 0 | 243.6251 | 448.7949
Hydro | 0 | 0 | 0 | 0 | 0 | Hydro | 0 | 0 | 0 | 0 | Hydro | 0 | 0 | 0 | 0 | 0 | Hydro | 0 | 0 | 0 | 0 | Hydro | 0 | 0 | 0 | 0 | 0 | Hydro | 0 | 0 | 0 | 0 | Hydro | 0 | 0 | 0 | 0 | 0 | Hydro | 0 | 0 | 0 | 0
Other RE | 0 | 0 | 0 | 220.2964 | 220.2964 | Other RE | 0 | 0 | 220.2964 | 0 | Other RE | 0 | 0 | 0 | 161.2964 | 161.2964 | Other RE | 0 | 0 | 161.2964 | 0 | Other RE | 0 | 0 | 0 | 59 | 59 | Other RE | 0 | 0 | 59 | 0 | Other RE | 0 | 0 | 0 | 0 | 0 | Other RE | 0 | 0 | 0 | 0
Cumulative Economic Renewable Capacity | 23773.4389 | 40705.4776 | 61706.3276 | 83952.6977 | 110305.3649 | Economic Renewable Capacity Added | 16932.0387 | 21000.85 | 22246.3701 | 26352.6673 | Cumulative Economic Renewable Capacity | 16606 | 25315 | 34434.85 | 48279.9464 | 57394.3064 | Economic Renewable Capacity Added | 8709 | 9119.85 | 13845.0964 | 9114.36 | Cumulative Economic Renewable Capacity | 3183.6571 | 9789.6958 | 10485.6958 | 15502.3026 | 28291.8149 | Economic Renewable Capacity Added | 6606.0387 | 696 | 5016.6068 | 12789.5123 | Cumulative Economic Renewable Capacity | 3983.7818 | 5600.7818 | 16785.7818 | 20170.4486 | 24619.2436 | Economic Renewable Capacity Added | 1617 | 11185 | 3384.6668 | 4448.7949
Cumulative Economic Capacity | 23773.4389 | 41248.4776 | 62249.3276 | 84558.6977 | 110911.3649 | Total Economic Capacity Added | 17475.0387 | 21000.85 | 22309.3701 | 26352.6673 | Cumulative Economic Capacity | 16606 | 25315 | 34434.85 | 48279.9464 | 57394.3064 | Total Economic Capacity Added | 8709 | 9119.85 | 13845.0964 | 9114.36 | Cumulative Economic Capacity | 3183.6571 | 9789.6958 | 10485.6958 | 15565.3026 | 28354.8149 | Total Economic Capacity Added | 6606.0387 | 696 | 5079.6068 | 12789.5123 | Cumulative Economic Capacity | 3983.7818 | 6143.7818 | 17328.7818 | 20713.4486 | 25162.2436 | Total Economic Capacity Added | 2160 | 11185 | 3384.6668 | 4448.7949
Nuclear | 11925.7 | 11925.7 | 11925.7 | 11925.7 | 11925.7 | Nuclear | 0 | 0 | 0 | 0 | Nuclear | 3333.6 | 3333.6 | 3333.6 | 3333.6 | 3333.6 | Nuclear | 0 | 0 | 0 | 0 | Nuclear | 3348 | 3348 | 3348 | 3348 | 3348 | Nuclear | 0 | 0 | 0 | 0 | Nuclear | 5244.1 | 5244.1 | 5244.1 | 5244.1 | 5244.1 | Nuclear | 0 | 0 | 0 | 0
Coal | 2214.353 | 2214.353 | 2214.353 | 2214.353 | 2214.353 | Coal | 0 | 0 | 0 | 0 | Coal | 0 | 0 | 0 | 0 | 0 | Coal | 0 | 0 | 0 | 0 | Coal | 518.856 | 518.856 | 518.856 | 518.856 | 518.856 | Coal | 0 | 0 | 0 | 0 | Coal | 1695.497 | 1695.497 | 1695.497 | 1695.497 | 1695.497 | Coal | 0 | 0 | 0 | 0
Combined Cycle | 35910.5158 | 35910.5158 | 35910.5158 | 35910.5158 | 35910.5158 | Combined Cycle | 0 | 0 | 0 | 0 | Combined Cycle | 11182.063 | 11182.063 | 11182.063 | 11182.063 | 11182.063 | Combined Cycle | 0 | 0 | 0 | 0 | Combined Cycle | 13800.0538 | 13800.0538 | 13800.0538 | 13800.0538 | 13800.0538 | Combined Cycle | 0 | 0 | 0 | 0 | Combined Cycle | 10928.399 | 10928.399 | 10928.399 | 10928.399 | 10928.399 | Combined Cycle | 0 | 0 | 0 | 0
Combustion Turbine | 12042.539 | 12042.539 | 12042.539 | 12042.539 | 12042.539 | Combustion Turbine | 0 | 0 | 0 | 0 | Combustion Turbine | 4215.542 | 4215.542 | 4215.542 | 4215.542 | 4215.542 | Combustion Turbine | 0 | 0 | 0 | 0 | Combustion Turbine | 3396.117 | 3396.117 | 3396.117 | 3396.117 | 3396.117 | Combustion Turbine | 0 | 0 | 0 | 0 | Combustion Turbine | 4430.88 | 4430.88 | 4430.88 | 4430.88 | 4430.88 | Combustion Turbine | 0 | 0 | 0 | 0
Oil/Gas | 17973.692 | 17973.692 | 17973.692 | 17973.692 | 17973.692 | Oil/Gas | 0 | 0 | 0 | 0 | Oil/Gas | 10861.2 | 10861.2 | 10861.2 | 10861.2 | 10861.2 | Oil/Gas | 0 | 0 | 0 | 0 | Oil/Gas | 4047.892 | 4047.892 | 4047.892 | 4047.892 | 4047.892 | Oil/Gas | 0 | 0 | 0 | 0 | Oil/Gas | 3064.6 | 3064.6 | 3064.6 | 3064.6 | 3064.6 | Oil/Gas | 0 | 0 | 0 | 0
Other | 5.6 | 5.6 | 5.6 | 5.6 | 5.6 | Other | 0 | 0 | 0 | 0 | Other | 0 | 0 | 0 | 0 | 0 | Other | 0 | 0 | 0 | 0 | Other | 5.6 | 5.6 | 5.6 | 5.6 | 5.6 | Other | 0 | 0 | 0 | 0 | Other | 0 | 0 | 0 | 0 | 0 | Other | 0 | 0 | 0 | 0
Cumulative Firm Conventional Capacity | 80072.3998 | 80072.3998 | 80072.3998 | 80072.3998 | 80072.3998 | Firm Conventional Capacity Added | 0 | 0 | 0 | 0 | Cumulative Firm Conventional Capacity | 29592.405 | 29592.405 | 29592.405 | 29592.405 | 29592.405 | Firm Conventional Capacity Added | 0 | 0 | 0 | 0 | Cumulative Firm Conventional Capacity | 25116.5188 | 25116.5188 | 25116.5188 | 25116.5188 | 25116.5188 | Firm Conventional Capacity Added | 0 | 0 | 0 | 0 | Cumulative Firm Conventional Capacity | 25363.476 | 25363.476 | 25363.476 | 25363.476 | 25363.476 | Firm Conventional Capacity Added | 0 | 0 | 0 | 0
Onshore Wind | 6107.549 | 6107.549 | 6107.549 | 6107.549 | 6107.549 | Onshore Wind | 0 | 0 | 0 | 0 | Onshore Wind | 4055 | 4055 | 4055 | 4055 | 4055 | Onshore Wind | 0 | 0 | 0 | 0 | Onshore Wind | 1781.549 | 1781.549 | 1781.549 | 1781.549 | 1781.549 | Onshore Wind | 0 | 0 | 0 | 0 | Onshore Wind | 271 | 271 | 271 | 271 | 271 | Onshore Wind | 0 | 0 | 0 | 0
Offshore Wind | 1810 | 2314 | 2314 | 2314 | 2314 | Offshore Wind | 504 | 0 | 0 | 0 | Offshore Wind | 1810 | 2314 | 2314 | 2314 | 2314 | Offshore Wind | 504 | 0 | 0 | 0 | Solar PV | 2933.0675 | 2933.0675 | 2933.0675 | 2933.0675 | 2933.0675 | Solar PV | 0 | 0 | 0 | 0 | Solar PV | 3557.93 | 3557.93 | 3557.93 | 3557.93 | 3557.93 | Solar PV | 0 | 0 | 0 | 0
Solar PV | 14878.9975 | 14878.9975 | 14878.9975 | 14878.9975 | 14878.9975 | Solar PV | 0 | 0 | 0 | 0 | Solar PV | 8388 | 8388 | 8388 | 8388 | 8388 | Solar PV | 0 | 0 | 0 | 0 | Battery Storage | 1460.52 | 1460.52 | 1460.52 | 1460.52 | 1460.52 | Battery Storage | 0 | 0 | 0 | 0 | Battery Storage | 201.8 | 201.8 | 201.8 | 201.8 | 201.8 | Battery Storage | 0 | 0 | 0 | 0
Battery Storage | 1665.32 | 1665.32 | 1665.32 | 1665.32 | 1665.32 | Battery Storage | 0 | 0 | 0 | 0 | Battery Storage | 3 | 3 | 3 | 3 | 3 | Battery Storage | 0 | 0 | 0 | 0 | Hydro | 3611.358 | 3611.358 | 3611.358 | 3611.358 | 3611.358 | Hydro | 0 | 0 | 0 | 0 | Hydro | 971.28 | 971.28 | 971.28 | 971.28 | 971.28 | Hydro | 0 | 0 | 0 | 0
Hydro | 10287.383 | 10287.383 | 10287.383 | 10287.383 | 10287.383 | Hydro | 0 | 0 | 0 | 0 | Hydro | 5704.745 | 5704.745 | 5704.745 | 5704.745 | 5704.745 | Hydro | 0 | 0 | 0 | 0 | Other RE | 1286.345 | 1286.345 | 1286.345 | 1286.345 | 1286.345 | Other RE | 0 | 0 | 0 | 0 | Other RE | 417.231 | 417.231 | 417.231 | 417.231 | 417.231 | Other RE | 0 | 0 | 0 | 0
Other RE | 2219.741 | 2219.741 | 2219.741 | 2219.741 | 2219.741 | Other RE | 0 | 0 | 0 | 0 | Other RE | 516.165 | 516.165 | 516.165 | 516.165 | 516.165 | Other RE | 0 | 0 | 0 | 0 | Cumulative Firm Renewable Capacity | 11072.8395 | 11072.8395 | 11072.8395 | 11072.8395 | 11072.8395 | Firm Renewable Capacity Added | 0 | 0 | 0 | 0 | Cumulative Firm Renewable Capacity | 5419.241 | 5419.241 | 5419.241 | 5419.241 | 5419.241 | Firm Renewable Capacity Added | 0 | 0 | 0 | 0
Cumulative Firm Renewable Capacity | 36968.9905 | 37472.9905 | 37472.9905 | 37472.9905 | 37472.9905 | Firm Renewable Capacity Added | 504 | 0 | 0 | 0 | Cumulative Firm Renewable Capacity | 20476.91 | 20980.91 | 20980.91 | 20980.91 | 20980.91 | Firm Renewable Capacity Added | 504 | 0 | 0 | 0 | Clean Energy Connect Import | 1200 | 1200 | 1200 | 1200 | 1200 | Clean Energy Connect Import | 0 | 0 | 0 | 0 | Cumulative Firm Capacity | 30782.717 | 30782.717 | 30782.717 | 30782.717 | 30782.717 | Total Firm Capacity Added | 0 | 0 | 0 | 0
Imports Zone D (HQ) | 1485 | 1485 | 1485 | 1485 | 1485 | Imports Zone D (HQ) | 0 | 0 | 0 | 0 | Imports Zone D (HQ) | 1485 | 1485 | 1485 | 1485 | 1485 | Imports Zone D (HQ) | 0 | 0 | 0 | 0 | Cumulative Firm Capacity | 37389.3583 | 37389.3583 | 37389.3583 | 37389.3583 | 37389.3583 | Total Firm Capacity Added | 0 | 0 | 0 | 0 | Cumulative Total Capacity | 34766.4988 | 36926.4988 | 48111.4988 | 51496.1656 | 55944.9606 | Total Capacity Added | 2160 | 11185 | 3384.6668 | 4448.7949
Imports Zone J (CHPE) | 1250 | 1250 | 1250 | 1250 | 1250 | Imports Zone J (CHPE) | 0 | 0 | 0 | 0 | Imports Zone J (CHPE) | 1250 | 1250 | 1250 | 1250 | 1250 | Imports Zone J (CHPE) | 0 | 0 | 0 | 0 | Cumulative Total Capacity | 40573.0153 | 47179.054 | 47875.054 | 52954.6609 | 65744.1732 | Total Capacity Added | 6606.0387 | 696 | 5079.6068 | 12789.5123 | Coal | 1695.497 | 1695.497 | 1695.497 | 1695.497 | 1695.497 | Coal | 0 | 0 | 0 | 0
Clean Energy Connect Import | 1200 | 1200 | 1200 | 1200 | 1200 | Clean Energy Connect Import | 0 | 0 | 0 | 0 | Cumulative Firm Capacity | 52804.315 | 53308.315 | 53308.315 | 53308.315 | 53308.315 | Total Firm Capacity Added | 504 | 0 | 0 | 0 | Coal | 518.856 | 518.856 | 518.856 | 518.856 | 518.856 | Coal | 0 | 0 | 0 | 0 | Combined Cycle | 0 | 0 | 0 | 0 | 0 | Combined Cycle | 0 | 0 | 0 | 0
Cumulative Firm Capacity | 120976.3903 | 121480.3903 | 121480.3903 | 121480.3903 | 121480.3903 | Total Firm Capacity Added | 504 | 0 | 0 | 0 | Cumulative Total Capacity | 69410.315 | 78623.315 | 87743.165 | 101588.2614 | 110702.6214 | Total Capacity Added | 9213 | 9119.85 | 13845.0964 | 9114.36 | Combined Cycle | 74.903 | 74.903 | 74.903 | 74.903 | 74.903 | Combined Cycle | 0 | 0 | 0 | 0 | Combustion Turbine | 29.9 | 29.9 | 29.9 | 29.9 | 29.9 | Combustion Turbine | 0 | 0 | 0 | 0
Cumulative Total Capacity | 144749.8291 | 162728.8678 | 183729.7178 | 206039.0879 | 232391.7552 | Total Capacity Added | 17979.0387 | 21000.85 | 22309.3701 | 26352.6673 | Coal | 0 | 0 | 0 | 0 | 0 | Coal | 0 | 0 | 0 | 0 | Combustion Turbine | 161.288 | 161.288 | 161.288 | 161.288 | 161.288 | Combustion Turbine | 0 | 0 | 0 | 0 | Oil/Gas | 676 | 676 | 676 | 676 | 676 | Oil/Gas | 0 | 0 | 0 | 0
Coal | 2214.353 | 2214.353 | 2214.353 | 2214.353 | 2214.353 | Coal | 0 | 0 | 0 | 0 | Combined Cycle | 613.9512 | 613.9512 | 613.9512 | 613.9512 | 613.9512 | Combined Cycle | 0 | 0 | 0 | 0 | Oil/Gas | 117 | 117 | 117 | 117 | 117 | Oil/Gas | 0 | 0 | 0 | 0 | Nuclear | 0 | 0 | 0 | 1174 | 1174 | Nuclear | 0 | 0 | 1174 | 0
Combined Cycle | 688.8542 | 688.8542 | 688.8542 | 688.8542 | 688.8542 | Combined Cycle | 0 | 0 | 0 | 0 | Combustion Turbine | 102.3 | 102.3 | 1003.8 | 2348.05 | 2348.05 | Combustion Turbine | 0 | 901.5 | 1344.25 | 0 | Nuclear | 0 | 0 | 0 | 0 | 0 | Nuclear | 0 | 0 | 0 | 0 | Other | 35.956 | 89.956 | 97.956 | 97.956 | 97.956 | Other | 54 | 8 | 0 | 0
Combustion Turbine | 293.488 | 293.488 | 1194.988 | 2539.238 | 2539.238 | Combustion Turbine | 0 | 901.5 | 1344.25 | 0 | Oil/Gas | 761.1626 | 4658.4257 | 4658.4257 | 10419.0084 | 10814.7 | Oil/Gas | 3897.2631 | 0 | 5760.5827 | 395.6916 | Other | 647.4671 | 654.245 | 654.245 | 654.245 | 654.245 | Other | 6.7779 | 0 | 0 | 0 | Total Retirements (Including Firm) | 2437.353 | 2491.353 | 2499.353 | 3673.353 | 3673.353 | Total Retirements (Including Firm) Added | 54 | 8 | 1174 | 0
Oil/Gas | 1554.1626 | 5451.4257 | 5451.4257 | 11212.0084 | 11607.7 | Oil/Gas | 3897.2631 | 0 | 5760.5827 | 395.6916 | Nuclear | 0 | 0 | 0 | 0 | 0 | Nuclear | 0 | 0 | 0 | 0 | Total Retirements (Including Firm) | 1519.5141 | 1526.292 | 1526.292 | 1526.292 | 1526.292 | Total Retirements (Including Firm) Added | 6.7779 | 0 | 0 | 0 | Net Capacity | 32329.1458 | 34435.1458 | 45612.1458 | 47822.8126 | 52271.6076 | Net Capacity Change | 2106 | 11177 | 2210.6668 | 4448.7949
Nuclear | 0 | 0 | 0 | 1174 | 1174 | Nuclear | 0 | 0 | 1174 | 0 | Other | 0 | 0 | 0 | 0 | 0 | Other | 0 | 0 | 0 | 0 | Net Capacity | 39053.5012 | 45652.762 | 46348.762 | 51428.3689 | 64217.8812 | Net Capacity Change | 6599.2608 | 696 | 5079.6068 | 12789.5123
Other | 683.4231 | 744.201 | 752.201 | 752.201 | 752.201 | Other | 60.7779 | 8 | 0 | 0 | Total Retirements (Including Firm) | 1477.4138 | 5374.6769 | 6276.1769 | 13381.0096 | 13776.7012 | Total Retirements (Including Firm) Added | 3897.2631 | 901.5 | 7104.8327 | 395.6916
Total Retirements (Including Firm) | 5434.2809 | 9392.3219 | 10301.8219 | 18580.6546 | 18976.3462 | Total Retirements (Including Firm) Added | 3958.041 | 909.5 | 8278.8327 | 395.6916 | Net Capacity | 67932.9012 | 73248.6381 | 81466.9881 | 88207.2518 | 96925.9202 | Net Capacity Change | 5315.7369 | 8218.35 | 6740.2637 | 8718.6684
Net Capacity | 139315.5482 | 153336.5459 | 173427.8959 | 187458.4333 | 213415.409 | Net Capacity Change | 14020.9977 | 20091.35 | 14030.5374 | 25956.9757
Case A - Policy Scenario without ECR/CCR
RGGI - Cumulative Capacity Total (MW) | [5 empty] | RGGI - Incremental Capacity Added (MW) |  |  |  |  | New York - NYISO - Cumulative Capacity Total (MW) | [5 empty] | New York - NYISO - Incremental Capacity Added (MW) |  |  |  |  | ISO-NE - Cumulative Capacity Total (MW) | [5 empty] | ISO-NE - Incremental Capacity Added (MW) |  |  |  |  | RGGI PJM - Cumulative Capacity Total (MW) | [5 empty] | RGGI PJM - Incremental Capacity Added (MW)
| 2028 | 2030 | 2032 | 2035 | 2037 |  | 2030 | 2032 | 2035 | 2037 | NY | 2028 | 2030 | 2032 | 2035 | 2037 |  | 2030 | 2032 | 2035 | 2037 | ISONE | 2028 | 2030 | 2032 | 2035 | 2037 |  | 2030 | 2032 | 2035 | 2037 | RGGI PJM | 2028 | 2030 | 2032 | 2035 | 2037 |  | 2030 | 2032 | 2035 | 2037
Nuclear | 0 | 0 | 0 | 0 | 0 | Nuclear | 0 | 0 | 0 | 0 | Nuclear | 0 | 0 | 0 | 0 | 0 | Nuclear | 0 | 0 | 0 | 0 | Nuclear | 0 | 0 | 0 | 0 | 0 | Nuclear | 0 | 0 | 0 | 0 | Nuclear | 0 | 0 | 0 | 0 | 0 | Nuclear | 0 | 0 | 0 | 0
Coal | 0 | 0 | 0 | 0 | 0 | Coal | 0 | 0 | 0 | 0 | Coal | 0 | 0 | 0 | 0 | 0 | Coal | 0 | 0 | 0 | 0 | Coal | 0 | 0 | 0 | 0 | 0 | Coal | 0 | 0 | 0 | 0 | Coal | 0 | 0 | 0 | 0 | 0 | Coal | 0 | 0 | 0 | 0
Combined Cycle | 0 | 0 | 75 | 843 | 1071 | Combined Cycle | 0 | 75 | 768 | 228 | Combined Cycle | 0 | 0 | 75.0454 | 389.762 | 617.6986 | Combined Cycle | 0 | 75.0454 | 314.7166 | 227.9366 | Combined Cycle | 0 | 0 | 0 | 453 | 453 | Combined Cycle | 0 | 0 | 453 | 0 | Combined Cycle | 0 | 0 | 0 | 0 | 0 | Combined Cycle | 0 | 0 | 0 | 0
Combustion Turbine | 0 | 156 | 156 | 156 | 156 | Combustion Turbine | 156 | 0 | 0 | 0 | Combustion Turbine | 0 | 0 | 0 | 0 | 0 | Combustion Turbine | 0 | 0 | 0 | 0 | Combustion Turbine | 0 | 0 | 0 | 0 | 0 | Combustion Turbine | 0 | 0 | 0 | 0 | Combustion Turbine | 0 | 155.975 | 155.975 | 155.975 | 155.975 | Combustion Turbine | 155.975 | -2e-06 | 0 | 0
Oil/Gas | 0 | 0 | 0 | 0 | 0 | Oil/Gas | 0 | 0 | 0 | 0 | Oil/Gas | 0 | 0 | 0 | 0 | 0 | Oil/Gas | 0 | 0 | 0 | 0 | Oil/Gas | 0 | 0 | 0 | 0 | 0 | Oil/Gas | 0 | 0 | 0 | 0 | Oil/Gas | 0 | 0 | 0 | 0 | 0 | Oil/Gas | 0 | 0 | 0 | 0
Other | 0 | 0 | 0 | 0 | 0 | Other | 0 | 0 | 0 | 0 | Other | 0 | 0 | 0 | 0 | 0 | Other | 0 | 0 | 0 | 0 | Other | 0 | 0 | 0 | 0 | 0 | Other | 0 | 0 | 0 | 0 | Other | 0 | 0 | 0 | 0 | 0 | Other | 0 | 0 | 0 | 0
Cumulative Economic Conventional Capacity | 0 | 156 | 231 | 999 | 1227 | Economic Conventional Capacity Added | 156 | 75 | 768 | 228 | Cumulative Economic Conventional Capacity | 0 | 0 | 75.0454 | 389.762 | 617.6986 | Economic Conventional Capacity Added | 0 | 75.0454 | 314.7166 | 227.9366 | Cumulative Economic Conventional Capacity | 0 | 0 | 0 | 453 | 453 | Economic Conventional Capacity Added | 0 | 0 | 453 | 0 | Cumulative Economic Conventional Capacity | 0 | 155.975 | 155.975 | 155.975 | 155.975 | Economic Conventional Capacity Added | 155.975 | -2e-06 | 0 | 0
Onshore Wind | 845 | 9818 | 10685 | 12540 | 12901 | Onshore Wind | 8973 | 867 | 1855 | 361 | Onshore Wind | 0 | 3726 | 3726 | 3726 | 3726 | Onshore Wind | 3726 | 0 | 0 | 0 | Onshore Wind | 845 | 5414 | 6281 | 8136 | 8497 | Onshore Wind | 4569 | 867 | 1855 | 361 | Onshore Wind | 0 | 678 | 678 | 678 | 678 | Onshore Wind | 678 | 0 | 0 | 0
Offshore Wind | 2602 | 3750 | 7492 | 7492 | 7492 | Offshore Wind | 1148 | 3742 | 0 | 0 | Offshore Wind | 0 | 0 | 0 | 0 | 0 | Offshore Wind | 0 | 0 | 0 | 0 | Offshore Wind | 1545 | 1545 | 1545 | 1545 | 1545 | Offshore Wind |  |  |  |  | Offshore Wind | 1056.8 | 2204.8 | 5946.8 | 5946.8 | 5946.8 | Offshore Wind | 1148 | 3742 | 0 | 0
Solar PV | 0 | 0 | 0 | 5255 | 18296 | Solar PV | 0 | 0 | 5255 | 13041 | Solar PV | 0 | 0 | 0 | 0 | 826.4896 | Solar PV | 0 | 0 | 0 | 826.4896 | Solar PV | 0 | 0 | 0 | 2616 | 10831 | Solar PV | 0 | 0 | 2616 | 8215 | Solar PV | 0 | 0 | 0 | 2638.7608 | 6638.7608 | Solar PV | 0 | 0 | 2638.7608 | 4000
Battery Storage | 9032 | 9801 | 11747 | 15644 | 17172 | Battery Storage | 769 | 1946 | 3897 | 1528 | Battery Storage | 5879.3977 | 6648.0001 | 8594.4168 | 9338.4311 | 9834.3249 | Battery Storage | 768.6024 | 1946.4167 | 744.0144 | 495.8938 | Battery Storage | 594 | 594 | 594 | 2164 | 3063 | Battery Storage | 0 | 0 | 1570 | 899 | Battery Storage | 2558.5388 | 2558.5388 | 2558.5388 | 4141.7953 | 4274.367 | Battery Storage | 2e-05 | -2e-05 | 1583.2565 | 132.5718
Hydro | 0 | 0 | 0 | 0 | 0 | Hydro | 0 | 0 | 0 | 0 | Hydro | 0 | 0 | 0 | 0 | 0 | Hydro | 0 | 0 | 0 | 0 | Hydro | 0 | 0 | 0 | 0 | 0 | Hydro | 0 | 0 | 0 | 0 | Hydro | 0 | 0 | 0 | 0 | 0 | Hydro | 0 | 0 | 0 | 0
Other RE | 0 | 0 | 59 | 59 | 59 | Other RE | 0 | 59 | 0 | 0 | Other RE | 0 | 0 | 0 | 0 | 0 | Other RE | 0 | 0 | 0 | 0 | Other RE | 0 | 0 | 59 | 59 | 59 | Other RE | 0 | 59 | 0 | 0 | Other RE | 0 | 0 | 0 | 0 | 0 | Other RE | 0 | 0 | 0 | 0
Cumulative Economic Renewable Capacity | 12479 | 23369 | 29983 | 40990 | 55920 | Economic Renewable Capacity Added | 10890 | 6614 | 11007 | 14930 | Cumulative Economic Renewable Capacity | 5879.3977 | 10374.0001 | 12320.4168 | 13064.4311 | 14386.8146 | Economic Renewable Capacity Added | 4494.6024 | 1946.4167 | 744.0144 | 1322.3834 | Cumulative Economic Renewable Capacity | 2984 | 7553 | 8479 | 14520 | 23995 | Economic Renewable Capacity Added | 4569 | 926 | 6041 | 9475 | Cumulative Economic Renewable Capacity | 3615.3388 | 5441.3388 | 9183.3388 | 13405.3561 | 17537.9279 | Economic Renewable Capacity Added | 1826 | 3742 | 4222.0173 | 4132.5718
Cumulative Economic Capacity | 12479 | 23525 | 30214 | 41989 | 57147 | Total Economic Capacity Added | 11046 | 6689 | 11775 | 15158 | Cumulative Economic Capacity | 5879.3977 | 10374.0001 | 12395.4622 | 13454.1932 | 15004.5132 | Total Economic Capacity Added | 4494.6024 | 2021.4621 | 1058.731 | 1550.32 | Cumulative Economic Capacity | 2984 | 7553 | 8479 | 14973 | 24448 | Total Economic Capacity Added | 4569 | 926 | 6494 | 9475 | Cumulative Economic Capacity | 3615.3388 | 5597.3138 | 9339.3137 | 13561.3311 | 17693.9028 | Total Economic Capacity Added | 1981.975 | 3742 | 4222.0173 | 4132.5718
Nuclear | 11926 | 11926 | 11926 | 11926 | 11926 | Nuclear | 0 | 0 | 0 | 0 | Nuclear | 3333.6 | 3333.6 | 3333.6 | 3333.6 | 3333.6 | Nuclear | 0 | 0 | 0 | 0 | Nuclear | 3348 | 3348 | 3348 | 3348 | 3348 | Nuclear | 0 | 0 | 0 | 0 | Nuclear | 5244.1 | 5244.1 | 5244.1 | 5244.1 | 5244.1 | Nuclear | 0 | 0 | 0 | 0
Coal | 2214 | 2214 | 2214 | 2214 | 2214 | Coal | 0 | 0 | 0 | 0 | Coal | 0 | 0 | 0 | 0 | 0 | Coal | 0 | 0 | 0 | 0 | Coal | 519 | 519 | 519 | 519 | 519 | Coal | 0 | 0 | 0 | 0 | Coal | 1695.497 | 1695.497 | 1695.497 | 1695.497 | 1695.497 | Coal | 0 | 0 | 0 | 0
Combined Cycle | 35911 | 35911 | 35911 | 35911 | 35911 | Combined Cycle | 0 | 0 | 0 | 0 | Combined Cycle | 11182.063 | 11182.063 | 11182.063 | 11182.063 | 11182.063 | Combined Cycle | 0 | 0 | 0 | 0 | Combined Cycle | 13800 | 13800 | 13800 | 13800 | 13800 | Combined Cycle | 0 | 0 | 0 | 0 | Combined Cycle | 10928.399 | 10928.399 | 10928.399 | 10928.399 | 10928.399 | Combined Cycle | 0 | 0 | 0 | 0
Combustion Turbine | 11900 | 11900 | 11900 | 11900 | 11900 | Combustion Turbine | 0 | 0 | 0 | 0 | Combustion Turbine | 4073.342 | 4073.342 | 4073.342 | 4073.342 | 4073.342 | Combustion Turbine | 0 | 0 | 0 | 0 | Combustion Turbine | 3396 | 3396 | 3396 | 3396 | 3396 | Combustion Turbine | 0 | 0 | 0 | 0 | Combustion Turbine | 4430.88 | 4430.88 | 4430.88 | 4430.88 | 4430.88 | Combustion Turbine | 0 | 0 | 0 | 0
Oil/Gas | 17974 | 17974 | 17974 | 17974 | 17974 | Oil/Gas | 0 | 0 | 0 | 0 | Oil/Gas | 10861.2 | 10861.2 | 10861.2 | 10861.2 | 10861.2 | Oil/Gas | 0 | 0 | 0 | 0 | Oil/Gas | 4048 | 4048 | 4048 | 4048 | 4048 | Oil/Gas | 0 | 0 | 0 | 0 | Oil/Gas | 3064.6 | 3064.6 | 3064.6 | 3064.6 | 3064.6 | Oil/Gas | 0 | 0 | 0 | 0
Other | 6 | 6 | 6 | 6 | 6 | Other | 0 | 0 | 0 | 0 | Other | 0 | 0 | 0 | 0 | 0 | Other | 0 | 0 | 0 | 0 | Other | 6 | 6 | 6 | 6 | 6 | Other | 0 | 0 | 0 | 0 | Other | 0 | 0 | 0 | 0 | 0 | Other | 0 | 0 | 0 | 0
Cumulative Firm Conventional Capacity | 79931 | 79931 | 79931 | 79931 | 79931 | Firm Conventional Capacity Added | 0 | 0 | 0 | 0 | Cumulative Firm Conventional Capacity | 29450.205 | 29450.205 | 29450.205 | 29450.205 | 29450.205 | Firm Conventional Capacity Added | 0 | 0 | 0 | 0 | Cumulative Firm Conventional Capacity | 25117 | 25117 | 25117 | 25117 | 25117 | Firm Conventional Capacity Added | 0 | 0 | 0 | 0 | Cumulative Firm Conventional Capacity | 25363.476 | 25363.476 | 25363.476 | 25363.476 | 25363.476 | Firm Conventional Capacity Added | 0 | 0 | 0 | 0
Onshore Wind | 5857 | 5857 | 5857 | 5857 | 5857 | Onshore Wind | 0 | 0 | 0 | 0 | Onshore Wind | 3804.472 | 3804.472 | 3804.472 | 3804.472 | 3804.472 | Onshore Wind | 0 | 0 | 0 | 0 | Onshore Wind | 1782 | 1782 | 1782 | 1782 | 1782 | Onshore Wind | 0 | 0 | 0 | 0 | Onshore Wind | 271 | 271 | 271 | 271 | 271 | Onshore Wind | 0 | 0 | 0 | 0
Offshore Wind | 1876 | 1876 | 1876 | 1876 | 1876 | Offshore Wind | 0 | 0 | 0 | 0 | Offshore Wind | 1876 | 1876 | 1876 | 1876 | 1876 | Offshore Wind | 0 | 0 | 0 | 0 | Solar PV | 2933 | 2933 | 2933 | 2933 | 2933 | Solar PV | 0 | 0 | 0 | 0 | Solar PV | 3557.93 | 3557.93 | 3557.93 | 3557.93 | 3557.93 | Solar PV | 0 | 0 | 0 | 0
Solar PV | 16329 | 16329 | 16329 | 16329 | 16329 | Solar PV | 0 | 0 | 0 | 0 | Solar PV | 9838.156 | 9838.156 | 9838.156 | 9838.156 | 9838.156 | Solar PV | 0 | 0 | 0 | 0 | Battery Storage | 1461 | 1461 | 1461 | 1461 | 1461 | Battery Storage | 0 | 0 | 0 | 0 | Battery Storage | 201.8 | 201.8 | 201.8 | 201.8 | 201.8 | Battery Storage | 0 | 0 | 0 | 0
Battery Storage | 3304 | 3304 | 3304 | 3304 | 3304 | Battery Storage | 0 | 0 | 0 | 0 | Battery Storage | 1642 | 1642 | 1642 | 1642 | 1642 | Battery Storage | 0 | 0 | 0 | 0 | Hydro | 3611 | 3611 | 3611 | 3611 | 3611 | Hydro | 0 | 0 | 0 | 0 | Hydro | 971.28 | 971.28 | 971.28 | 971.28 | 971.28 | Hydro | 0 | 0 | 0 | 0
Hydro | 10287 | 10287 | 10287 | 10287 | 10287 | Hydro | 0 | 0 | 0 | 0 | Hydro | 5704.745 | 5704.745 | 5704.745 | 5704.745 | 5704.745 | Hydro | 0 | 0 | 0 | 0 | Other RE | 1286 | 1286 | 1286 | 1286 | 1286 | Other RE | 0 | 0 | 0 | 0 | Other RE | 417.231 | 417.231 | 417.231 | 417.231 | 417.231 | Other RE | 0 | 0 | 0 | 0
Other RE | 2220 | 2220 | 2220 | 2220 | 2220 | Other RE | 0 | 0 | 0 | 0 | Other RE | 292.639 | 292.639 | 292.639 | 292.639 | 292.639 | Other RE | 0 | 0 | 0 | 0 | Cumulative Firm Renewable Capacity | 11073 | 11073 | 11073 | 11073 | 11073 | Firm Renewable Capacity Added | 0 | 0 | 0 | 0 | Cumulative Firm Renewable Capacity | 5419.241 | 5419.241 | 5419.241 | 5419.241 | 5419.241 | Firm Renewable Capacity Added | 0 | 0 | 0 | 0
Cumulative Firm Renewable Capacity | 39873 | 39873 | 39873 | 39873 | 39873 | Firm Renewable Capacity Added | 0 | 0 | 0 | 0 | Cumulative Firm Renewable Capacity | 23158.012 | 23158.012 | 23158.012 | 23158.012 | 23158.012 | Firm Renewable Capacity Added | 0 | 0 | 0 | 0 | Clean Energy Connect Import | 1200 | 1200 | 1200 | 1200 | 1200 | Clean Energy Connect Import | 0 | 0 | 0 | 0 | Cumulative Firm Capacity | 30782.717 | 30782.717 | 30782.717 | 30782.717 | 30782.717 | Total Firm Capacity Added | 0 | 0 | 0 | 0
Imports Zone D (HQ) | 1485 | 1485 | 1485 | 1485 | 1485 | Imports Zone D (HQ) | 0 | 0 | 0 | 0 | Imports Zone D (HQ) | 1485 | 1485 | 1485 | 1485 | 1485 | Imports Zone D (HQ) | 0 | 0 | 0 | 0 | Cumulative Firm Capacity | 37390 | 37390 | 37390 | 37390 | 37390 | Total Firm Capacity Added | 0 | 0 | 0 | 0 | Cumulative Total Capacity | 34398.0558 | 36380.0308 | 40122.0307 | 44344.0481 | 48476.6198 | Total Capacity Added | 1981.975 | 3742 | 4222.0173 | 4132.5718
Imports Zone J (CHPE) | 1250 | 1250 | 1250 | 1250 | 1250 | Imports Zone J (CHPE) | 0 | 0 | 0 | 0 | Imports Zone J (CHPE) | 1250 | 1250 | 1250 | 1250 | 1250 | Imports Zone J (CHPE) | 0 | 0 | 0 | 0 | Cumulative Total Capacity | 40374 | 44943 | 45869 | 52363 | 61838 | Total Capacity Added | 4569 | 926 | 6494 | 9475 | Coal | 1695.497 | 1695.497 | 1695.497 | 1695.497 | 1695.497 | Coal | 0 | 0 | 0 | 0
Clean Energy Connect Import | 1200 | 1200 | 1200 | 1200 | 1200 | Clean Energy Connect Import | 0 | 0 | 0 | 0 | Cumulative Firm Capacity | 55343.217 | 55343.217 | 55343.217 | 55343.217 | 55343.217 | Total Firm Capacity Added | 0 | 0 | 0 | 0 | Coal | 519 | 519 | 519 | 519 | 519 | Coal | 0 | 0 | 0 | 0 | Combined Cycle | 0 | 0 | 1.4894 | 1.4894 | 1.4894 | Combined Cycle | 0 | 1.4894 | 0 | 0
Cumulative Firm Capacity | 123739 | 123739 | 123739 | 123739 | 123739 | Total Firm Capacity Added | 0 | 0 | 0 | 0 | Cumulative Total Capacity | 61222.6147 | 65717.2171 | 67738.6792 | 68797.4102 | 70347.7302 | Total Capacity Added | 4494.6024 | 2021.4621 | 1058.731 | 1550.32 | Combined Cycle | 75 | 75 | 75 | 75 | 75 | Combined Cycle | 0 | 0 | 0 | 0 | Combustion Turbine | 29.9 | 29.9 | 29.9 | 29.9 | 29.9 | Combustion Turbine | 0 | 0 | 0 | 0
Cumulative Total Capacity | 136218 | 147264 | 153953 | 165728 | 180886 | Total Capacity Added | 11046 | 6689 | 11775 | 15158 | Coal | 0 | 0 | 0 | 0 | 0 | Coal | 0 | 0 | 0 | 0 | Combustion Turbine | 156 | 156 | 156 | 156 | 156 | Combustion Turbine | 0 | 0 | 0 | 0 | Oil/Gas | 676 | 676 | 676 | 676 | 676 | Oil/Gas | 0 | 0 | 0 | 0
Coal | 2214 | 2214 | 2214 | 2214 | 2214 | Coal | 0 | 0 | 0 | 0 | Combined Cycle | 35.5254 | 35.5254 | 36.0991 | 38.804 | 38.804 | Combined Cycle | 0 | 0.57367 | 2.7049 | 0 | Oil/Gas | 2909 | 2909 | 2909 | 2909 | 2909 | Oil/Gas | 0 | 0 | 0 | 0 | Nuclear | 0 | 0 | 0 | 1174 | 1174 | Nuclear | 0 | 0 | 1174 | 0
Combined Cycle | 111 | 111 | 113 | 116 | 116 | Combined Cycle | 0 | 2 | 3 | 0 | Combustion Turbine | 608.7 | 608.7 | 608.7 | 608.7 | 608.7 | Combustion Turbine | 0 | 0 | 0 | 0 | Nuclear | 0 | 0 | 0 | 0 | 0 | Nuclear | 0 | 0 | 0 | 0 | Other | 89.956 | 89.956 | 97.956 | 97.956 | 97.956 | Other | 0 | 8 | 0 | 0
Combustion Turbine | 794 | 794 | 794 | 794 | 794 | Combustion Turbine | 0 | 0 | 0 | 0 | Oil/Gas | 3219.99 | 3304.0047 | 3304.0047 | 3304.0047 | 3433.6589 | Oil/Gas | 84.0147 | 0 | 0 | 129.6542 | Other | 690 | 697 | 697 | 697 | 697 | Other | 7 | 0 | 0 | 0 | Total Retirements (Including Firm) | 2491.353 | 2491.353 | 2500.8424 | 3674.8424 | 3674.8424 | Total Retirements (Including Firm) Added | 0 | 9.4894 | 1174 | 0
Oil/Gas | 6805 | 6889 | 6889 | 6889 | 7019 | Oil/Gas | 84 | 0 | 0 | 130 | Nuclear | 0 | 0 | 0 | 0 | 0 | Nuclear | 0 | 0 | 0 | 0 | Total Retirements (Including Firm) | 4349 | 4356 | 4356 | 4356 | 4356 | Total Retirements (Including Firm) Added | 7 | 0 | 0 | 0 | Net Capacity | 31906.7028 | 33888.6778 | 37621.1883 | 40669.2057 | 44801.7774 | Net Capacity Change | 1981.975 | 3732.5106 | 3048.0173 | 4132.5718
Nuclear | 0 | 0 | 0 | 1174 | 1174 | Nuclear | 0 | 0 | 1174 | 0 | Other | 0 | 0 | 0 | 0 | 0 | Other | 0 | 0 | 0 | 0 | Net Capacity | 36025 | 40587 | 41513 | 48007 | 57482 | Net Capacity Change | 4562 | 926 | 6494 | 9475
Other | 1004 | 1011 | 1019 | 1019 | 1019 | Other | 7 | 8 | 0 | 0 | Total Retirements (Including Firm) | 3864.2155 | 3948.2301 | 3948.8038 | 3951.5087 | 4081.1629 | Total Retirements (Including Firm) Added | 84.0147 | 0.57367 | 2.7049 | 129.6542
Total Retirements (Including Firm) | 10928 | 11019 | 11029 | 12206 | 12336 | Total Retirements (Including Firm) Added | 91 | 10 | 1177 | 130 | Net Capacity | 57358.3992 | 61768.987 | 63789.8754 | 64845.9015 | 66266.5673 | Net Capacity Change | 4410.5877 | 2020.8884 | 1056.0261 | 1420.6658
Net Capacity | 125290 | 136245 | 142924 | 153522 | 168550 | Net Capacity Change | 10955 | 6679 | 10598 | 15028
Case B - Policy Scenario without ECR/CCR
RGGI - Cumulative Capacity Total (MW) | [5 empty] | RGGI - Incremental Capacity Added (MW) |  |  |  |  | New York - NYISO - Cumulative Capacity Total (MW) | [5 empty] | New York - NYISO - Incremental Capacity Added (MW) |  |  |  |  | ISO-NE - Cumulative Capacity Total (MW) | [5 empty] | ISO-NE - Incremental Capacity Added (MW) |  |  |  |  | RGGI PJM - Cumulative Capacity Total (MW) | [5 empty] | RGGI PJM - Incremental Capacity Added (MW)
| 2028 | 2030 | 2032 | 2035 | 2037 |  | 2030 | 2032 | 2035 | 2037 | NY | 2028 | 2030 | 2032 | 2035 | 2037 |  | 2030 | 2032 | 2035 | 2037 | ISONE | 2028 | 2030 | 2032 | 2035 | 2037 |  | 2030 | 2032 | 2035 | 2037 | RGGI PJM | 2028 | 2030 | 2032 | 2035 | 2037 |  | 2030 | 2032 | 2035 | 2037
Nuclear | 0 | 0 | 0 | 0 | 0 | Nuclear | 0 | 0 | 0 | 0 | Nuclear | 0 | 0 | 0 | 0 | 0 | Nuclear | 0 | 0 | 0 | 0 | Nuclear | 0 | 0 | 0 | 0 | 0 | Nuclear | 0 | 0 | 0 | 0 | Nuclear | 0 | 0 | 0 | 0 | 0 | Nuclear | 0 | 0 | 0 | 0
Coal | 0 | 0 | 0 | 0 | 0 | Coal | 0 | 0 | 0 | 0 | Coal | 0 | 0 | 0 | 0 | 0 | Coal | 0 | 0 | 0 | 0 | Coal | 0 | 0 | 0 | 0 | 0 | Coal | 0 | 0 | 0 | 0 | Coal | 0 | 0 | 0 | 0 | 0 | Coal | 0 | 0 | 0 | 0
Combined Cycle | 0 | 0 | 0 | 0 | 0 | Combined Cycle | 0 | 0 | 0 | 0 | Combined Cycle | 0 | 0 | 0 | 0 | 0 | Combined Cycle | 0 | 0 | 0 | 0 | Combined Cycle | 0 | 0 | 0 | 0 | 0 | Combined Cycle | 0 | 0 | 0 | 0 | Combined Cycle | 0 | 0 | 0 | 0 | 0 | Combined Cycle | 0 | 0 | 0 | 0
Combustion Turbine | 0 | 543 | 543 | 606 | 606 | Combustion Turbine | 543 | 0 | 63 | 0 | Combustion Turbine | 0 | 0 | 0 | 0 | 0 | Combustion Turbine | 0 | 0 | 0 | 0 | Combustion Turbine | 0 | 0 | 0 | 63 | 63 | Combustion Turbine | 0 | 0 | 63 | 0 | Combustion Turbine | 0 | 543 | 543 | 543 | 543 | Combustion Turbine | 543 | 0 | 0 | 0
Oil/Gas | 0 | 0 | 0 | 0 | 0 | Oil/Gas | 0 | 0 | 0 | 0 | Oil/Gas | 0 | 0 | 0 | 0 | 0 | Oil/Gas | 0 | 0 | 0 | 0 | Oil/Gas | 0 | 0 | 0 | 0 | 0 | Oil/Gas | 0 | 0 | 0 | 0 | Oil/Gas | 0 | 0 | 0 | 0 | 0 | Oil/Gas | 0 | 0 | 0 | 0
Other | 0 | 0 | 0 | 0 | 0 | Other | 0 | 0 | 0 | 0 | Other | 0 | 0 | 0 | 0 | 0 | Other | 0 | 0 | 0 | 0 | Other | 0 | 0 | 0 | 0 | 0 | Other | 0 | 0 | 0 | 0 | Other | 0 | 0 | 0 | 0 | 0 | Other | 0 | 0 | 0 | 0
Cumulative Economic Conventional Capacity | 0 | 543 | 543 | 606 | 606 | Economic Conventional Capacity Added | 543 | 0 | 63 | 0 | Cumulative Economic Conventional Capacity | 0 | 0 | 0 | 0 | 0 | Economic Conventional Capacity Added | 0 | 0 | 0 | 0 | Cumulative Economic Conventional Capacity | 0 | 0 | 0 | 63 | 63 | Economic Conventional Capacity Added | 0 | 0 | 63 | 0 | Cumulative Economic Conventional Capacity | 0 | 543 | 543 | 543 | 543 | Economic Conventional Capacity Added | 543 | 0 | 0 | 0
Onshore Wind | 814.6658 | 8793.4841 | 10826.4841 | 16836 | 18292.0649 | Onshore Wind | 7978.8183 | 2033 | 6009.5159 | 1456.0649 | Onshore Wind | 135 | 4179 | 5516 | 7524 | 8746 | Onshore Wind | 4044 | 1337 | 2008 | 1222 | Onshore Wind | 470.6658 | 3936.4841 | 4632.4841 | 8009 | 8243.0649 | Onshore Wind | 3465.8183 | 696 | 3376.5159 | 234.0649 | Onshore Wind | 209 | 678 | 678 | 1303 | 1303 | Onshore Wind | 469 | 0 | 625 | 0
Offshore Wind | 4933.8 | 10331.8 | 23442.8 | 28441.8 | 34777.8 | Offshore Wind | 5398 | 13111 | 4999 | 6336 | Offshore Wind | 2332 | 3886 | 5812 | 8701 | 10237 | Offshore Wind | 1554 | 1926 | 2889 | 1536 | Offshore Wind | 1545 | 4241 | 4241 | 4241 | 9041 | Offshore Wind |  |  |  |  | Offshore Wind | 1056.8 | 2204.8 | 13389.8 | 15499.8 | 15499.8 | Offshore Wind | 1148 | 11185 | 2110 | 0
Solar PV | 11440 | 13951 | 16700 | 22171.0349 | 36031.0469 | Solar PV | 2511 | 2749 | 5471.0349 | 13860.0121 | Solar PV | 11440 | 13951 | 16700 | 20825 | 25871 | Solar PV | 2511 | 2749 | 4125 | 5046 | Solar PV | 0 | 0 | 0 | 1031.406 | 5845.418 | Solar PV | 0 | 0 | 1031.406 | 4814.0121 | Solar PV | 0 | 0 | 0 | 314.6289 | 4314.6289 | Solar PV | 0 | 0 | 314.6289 | 4000
Battery Storage | 6554.4695 | 7604.4695 | 10712.3195 | 16181.7404 | 20662.5685 | Battery Storage | 1050 | 3107.85 | 5469.4209 | 4480.828 | Battery Storage | 2699 | 3299 | 6406.85 | 11068.65 | 12379.01 | Battery Storage | 600 | 3107.85 | 4661.8 | 1310.36 | Battery Storage | 1146 | 1596 | 1596 | 2214.8436 | 5103.2508 | Battery Storage | 450 | 0 | 618.8436 | 2888.4072 | Battery Storage | 2709.4695 | 2709.4695 | 2709.4695 | 2898.2469 | 3180.3076 | Battery Storage | 0 | 0 | 188.7773 | 282.0608
Hydro | 0 | 0 | 0 | 0 | 0 | Hydro | 0 | 0 | 0 | 0 | Hydro | 0 | 0 | 0 | 0 | 0 | Hydro | 0 | 0 | 0 | 0 | Hydro | 0 | 0 | 0 | 0 | 0 | Hydro | 0 | 0 | 0 | 0 | Hydro | 0 | 0 | 0 | 0 | 0 | Hydro | 0 | 0 | 0 | 0
Other RE | 0 | 0 | 0 | 216.7241 | 216.7241 | Other RE | 0 | 0 | 216.7241 | 0 | Other RE | 0 | 0 | 0 | 157.7241 | 157.7241 | Other RE | 0 | 0 | 157.7241 | 0 | Other RE | 0 | 0 | 0 | 59 | 59 | Other RE | 0 | 0 | 59 | 0 | Other RE | 0 | 0 | 0 | 0 | 0 | Other RE | 0 | 0 | 0 | 0
Cumulative Economic Renewable Capacity | 23742.9353 | 40680.7536 | 61681.6036 | 83847.2994 | 109980.2044 | Economic Renewable Capacity Added | 16937.8183 | 21000.85 | 22165.6958 | 26132.905 | Cumulative Economic Renewable Capacity | 16606 | 25315 | 34434.85 | 48276.3741 | 57390.7341 | Economic Renewable Capacity Added | 8709 | 9119.85 | 13841.5241 | 9114.36 | Cumulative Economic Renewable Capacity | 3161.6658 | 9773.4841 | 10469.4841 | 15555.2495 | 28291.7338 | Economic Renewable Capacity Added | 6611.8183 | 696 | 5085.7655 | 12736.4842 | Cumulative Economic Renewable Capacity | 3975.2695 | 5592.2695 | 16777.2695 | 20015.6758 | 24297.7365 | Economic Renewable Capacity Added | 1617 | 11185 | 3238.4063 | 4282.0608
Cumulative Economic Capacity | 23742.9353 | 41223.7536 | 62224.6036 | 84453.2994 | 110586.2044 | Total Economic Capacity Added | 17480.8183 | 21000.85 | 22228.6958 | 26132.905 | Cumulative Economic Capacity | 16606 | 25315 | 34434.85 | 48276.3741 | 57390.7341 | Total Economic Capacity Added | 8709 | 9119.85 | 13841.5241 | 9114.36 | Cumulative Economic Capacity | 3161.6658 | 9773.4841 | 10469.4841 | 15618.2495 | 28354.7338 | Total Economic Capacity Added | 6611.8183 | 696 | 5148.7655 | 12736.4842 | Cumulative Economic Capacity | 3975.2695 | 6135.2695 | 17320.2695 | 20558.6758 | 24840.7365 | Total Economic Capacity Added | 2160 | 11185 | 3238.4063 | 4282.0608
Nuclear | 11925.7 | 11925.7 | 11925.7 | 11925.7 | 11925.7 | Nuclear | 0 | 0 | 0 | 0 | Nuclear | 3333.6 | 3333.6 | 3333.6 | 3333.6 | 3333.6 | Nuclear | 0 | 0 | 0 | 0 | Nuclear | 3348 | 3348 | 3348 | 3348 | 3348 | Nuclear | 0 | 0 | 0 | 0 | Nuclear | 5244.1 | 5244.1 | 5244.1 | 5244.1 | 5244.1 | Nuclear | 0 | 0 | 0 | 0
Coal | 2214.353 | 2214.353 | 2214.353 | 2214.353 | 2214.353 | Coal | 0 | 0 | 0 | 0 | Coal | 0 | 0 | 0 | 0 | 0 | Coal | 0 | 0 | 0 | 0 | Coal | 518.856 | 518.856 | 518.856 | 518.856 | 518.856 | Coal | 0 | 0 | 0 | 0 | Coal | 1695.497 | 1695.497 | 1695.497 | 1695.497 | 1695.497 | Coal | 0 | 0 | 0 | 0
Combined Cycle | 35910.5158 | 35910.5158 | 35910.5158 | 35910.5158 | 35910.5158 | Combined Cycle | 0 | 0 | 0 | 0 | Combined Cycle | 11182.063 | 11182.063 | 11182.063 | 11182.063 | 11182.063 | Combined Cycle | 0 | 0 | 0 | 0 | Combined Cycle | 13800.0538 | 13800.0538 | 13800.0538 | 13800.0538 | 13800.0538 | Combined Cycle | 0 | 0 | 0 | 0 | Combined Cycle | 10928.399 | 10928.399 | 10928.399 | 10928.399 | 10928.399 | Combined Cycle | 0 | 0 | 0 | 0
Combustion Turbine | 12042.539 | 12042.539 | 12042.539 | 12042.539 | 12042.539 | Combustion Turbine | 0 | 0 | 0 | 0 | Combustion Turbine | 4215.542 | 4215.542 | 4215.542 | 4215.542 | 4215.542 | Combustion Turbine | 0 | 0 | 0 | 0 | Combustion Turbine | 3396.117 | 3396.117 | 3396.117 | 3396.117 | 3396.117 | Combustion Turbine | 0 | 0 | 0 | 0 | Combustion Turbine | 4430.88 | 4430.88 | 4430.88 | 4430.88 | 4430.88 | Combustion Turbine | 0 | 0 | 0 | 0
Oil/Gas | 17973.692 | 17973.692 | 17973.692 | 17973.692 | 17973.692 | Oil/Gas | 0 | 0 | 0 | 0 | Oil/Gas | 10861.2 | 10861.2 | 10861.2 | 10861.2 | 10861.2 | Oil/Gas | 0 | 0 | 0 | 0 | Oil/Gas | 4047.892 | 4047.892 | 4047.892 | 4047.892 | 4047.892 | Oil/Gas | 0 | 0 | 0 | 0 | Oil/Gas | 3064.6 | 3064.6 | 3064.6 | 3064.6 | 3064.6 | Oil/Gas | 0 | 0 | 0 | 0
Other | 5.6 | 5.6 | 5.6 | 5.6 | 5.6 | Other | 0 | 0 | 0 | 0 | Other | 0 | 0 | 0 | 0 | 0 | Other | 0 | 0 | 0 | 0 | Other | 5.6 | 5.6 | 5.6 | 5.6 | 5.6 | Other | 0 | 0 | 0 | 0 | Other | 0 | 0 | 0 | 0 | 0 | Other | 0 | 0 | 0 | 0
Cumulative Firm Conventional Capacity | 80072.3998 | 80072.3998 | 80072.3998 | 80072.3998 | 80072.3998 | Firm Conventional Capacity Added | 0 | 0 | 0 | 0 | Cumulative Firm Conventional Capacity | 29592.405 | 29592.405 | 29592.405 | 29592.405 | 29592.405 | Firm Conventional Capacity Added | 0 | 0 | 0 | 0 | Cumulative Firm Conventional Capacity | 25116.5188 | 25116.5188 | 25116.5188 | 25116.5188 | 25116.5188 | Firm Conventional Capacity Added | 0 | 0 | 0 | 0 | Cumulative Firm Conventional Capacity | 25363.476 | 25363.476 | 25363.476 | 25363.476 | 25363.476 | Firm Conventional Capacity Added | 0 | 0 | 0 | 0
Onshore Wind | 6107.549 | 6107.549 | 6107.549 | 6107.549 | 6107.549 | Onshore Wind | 0 | 0 | 0 | 0 | Onshore Wind | 4055 | 4055 | 4055 | 4055 | 4055 | Onshore Wind | 0 | 0 | 0 | 0 | Onshore Wind | 1781.549 | 1781.549 | 1781.549 | 1781.549 | 1781.549 | Onshore Wind | 0 | 0 | 0 | 0 | Onshore Wind | 271 | 271 | 271 | 271 | 271 | Onshore Wind | 0 | 0 | 0 | 0
Offshore Wind | 1810 | 2314 | 2314 | 2314 | 2314 | Offshore Wind | 504 | 0 | 0 | 0 | Offshore Wind | 1810 | 2314 | 2314 | 2314 | 2314 | Offshore Wind | 504 | 0 | 0 | 0 | Solar PV | 2933.0675 | 2933.0675 | 2933.0675 | 2933.0675 | 2933.0675 | Solar PV | 0 | 0 | 0 | 0 | Solar PV | 3557.93 | 3557.93 | 3557.93 | 3557.93 | 3557.93 | Solar PV | 0 | 0 | 0 | 0
Solar PV | 14878.9975 | 14878.9975 | 14878.9975 | 14878.9975 | 14878.9975 | Solar PV | 0 | 0 | 0 | 0 | Solar PV | 8388 | 8388 | 8388 | 8388 | 8388 | Solar PV | 0 | 0 | 0 | 0 | Battery Storage | 1460.52 | 1460.52 | 1460.52 | 1460.52 | 1460.52 | Battery Storage | 0 | 0 | 0 | 0 | Battery Storage | 201.8 | 201.8 | 201.8 | 201.8 | 201.8 | Battery Storage | 0 | 0 | 0 | 0
Battery Storage | 1665.32 | 1665.32 | 1665.32 | 1665.32 | 1665.32 | Battery Storage | 0 | 0 | 0 | 0 | Battery Storage | 3 | 3 | 3 | 3 | 3 | Battery Storage | 0 | 0 | 0 | 0 | Hydro | 3611.358 | 3611.358 | 3611.358 | 3611.358 | 3611.358 | Hydro | 0 | 0 | 0 | 0 | Hydro | 971.28 | 971.28 | 971.28 | 971.28 | 971.28 | Hydro | 0 | 0 | 0 | 0
Hydro | 10287.383 | 10287.383 | 10287.383 | 10287.383 | 10287.383 | Hydro | 0 | 0 | 0 | 0 | Hydro | 5704.745 | 5704.745 | 5704.745 | 5704.745 | 5704.745 | Hydro | 0 | 0 | 0 | 0 | Other RE | 1286.345 | 1286.345 | 1286.345 | 1286.345 | 1286.345 | Other RE | 0 | 0 | 0 | 0 | Other RE | 417.231 | 417.231 | 417.231 | 417.231 | 417.231 | Other RE | 0 | 0 | 0 | 0
Other RE | 2219.741 | 2219.741 | 2219.741 | 2219.741 | 2219.741 | Other RE | 0 | 0 | 0 | 0 | Other RE | 516.165 | 516.165 | 516.165 | 516.165 | 516.165 | Other RE | 0 | 0 | 0 | 0 | Cumulative Firm Renewable Capacity | 11072.8395 | 11072.8395 | 11072.8395 | 11072.8395 | 11072.8395 | Firm Renewable Capacity Added | 0 | 0 | 0 | 0 | Cumulative Firm Renewable Capacity | 5419.241 | 5419.241 | 5419.241 | 5419.241 | 5419.241 | Firm Renewable Capacity Added | 0 | 0 | 0 | 0
Cumulative Firm Renewable Capacity | 36968.9905 | 37472.9905 | 37472.9905 | 37472.9905 | 37472.9905 | Firm Renewable Capacity Added | 504 | 0 | 0 | 0 | Cumulative Firm Renewable Capacity | 20476.91 | 20980.91 | 20980.91 | 20980.91 | 20980.91 | Firm Renewable Capacity Added | 504 | 0 | 0 | 0 | Clean Energy Connect Import | 1200 | 1200 | 1200 | 1200 | 1200 | Clean Energy Connect Import | 0 | 0 | 0 | 0 | Cumulative Firm Capacity | 30782.717 | 30782.717 | 30782.717 | 30782.717 | 30782.717 | Total Firm Capacity Added | 0 | 0 | 0 | 0
Imports Zone D (HQ) | 1485 | 1485 | 1485 | 1485 | 1485 | Imports Zone D (HQ) | 0 | 0 | 0 | 0 | Imports Zone D (HQ) | 1485 | 1485 | 1485 | 1485 | 1485 | Imports Zone D (HQ) | 0 | 0 | 0 | 0 | Cumulative Firm Capacity | 37389.3583 | 37389.3583 | 37389.3583 | 37389.3583 | 37389.3583 | Total Firm Capacity Added | 0 | 0 | 0 | 0 | Cumulative Total Capacity | 34757.9865 | 36917.9865 | 48102.9865 | 51341.3928 | 55623.4535 | Total Capacity Added | 2160 | 11185 | 3238.4063 | 4282.0608
Imports Zone J (CHPE) | 1250 | 1250 | 1250 | 1250 | 1250 | Imports Zone J (CHPE) | 0 | 0 | 0 | 0 | Imports Zone J (CHPE) | 1250 | 1250 | 1250 | 1250 | 1250 | Imports Zone J (CHPE) | 0 | 0 | 0 | 0 | Cumulative Total Capacity | 40551.0241 | 47162.8423 | 47858.8423 | 53007.6078 | 65744.092 | Total Capacity Added | 6611.8183 | 696 | 5148.7655 | 12736.4842 | Coal | 1695.497 | 1695.497 | 1695.497 | 1695.497 | 1695.497 | Coal | 0 | 0 | 0 | 0
Clean Energy Connect Import | 1200 | 1200 | 1200 | 1200 | 1200 | Clean Energy Connect Import | 0 | 0 | 0 | 0 | Cumulative Firm Capacity | 52804.315 | 53308.315 | 53308.315 | 53308.315 | 53308.315 | Total Firm Capacity Added | 504 | 0 | 0 | 0 | Coal | 518.856 | 518.856 | 518.856 | 518.856 | 518.856 | Coal | 0 | 0 | 0 | 0 | Combined Cycle | 0 | 0 | 0 | 0 | 0 | Combined Cycle | 0 | 0 | 0 | 0
Cumulative Firm Capacity | 120976.3903 | 121480.3903 | 121480.3903 | 121480.3903 | 121480.3903 | Total Firm Capacity Added | 504 | 0 | 0 | 0 | Cumulative Total Capacity | 69410.315 | 78623.315 | 87743.165 | 101584.6891 | 110699.0491 | Total Capacity Added | 9213 | 9119.85 | 13841.5241 | 9114.36 | Combined Cycle | 74.903 | 74.903 | 74.903 | 74.903 | 74.903 | Combined Cycle | 0 | 0 | 0 | 0 | Combustion Turbine | 29.9 | 29.9 | 29.9 | 29.9 | 29.9 | Combustion Turbine | 0 | 0 | 0 | 0
Cumulative Total Capacity | 144719.3256 | 162704.1438 | 183704.9938 | 205933.6896 | 232066.5947 | Total Capacity Added | 17984.8183 | 21000.85 | 22228.6958 | 26132.905 | Coal | 0 | 0 | 0 | 0 | 0 | Coal | 0 | 0 | 0 | 0 | Combustion Turbine | 161.288 | 161.288 | 161.288 | 161.288 | 161.288 | Combustion Turbine | 0 | 0 | 0 | 0 | Oil/Gas | 676 | 676 | 676 | 676 | 676 | Oil/Gas | 0 | 0 | 0 | 0
Coal | 2214.353 | 2214.353 | 2214.353 | 2214.353 | 2214.353 | Coal | 0 | 0 | 0 | 0 | Combined Cycle | 613.9512 | 613.9512 | 613.9512 | 613.9512 | 613.9512 | Combined Cycle | 0 | 0 | 0 | 0 | Oil/Gas | 117 | 117 | 117 | 117 | 117 | Oil/Gas | 9.0949e-13 | 0 | 0 | 0 | Nuclear | 0 | 0 | 0 | 1174 | 1174 | Nuclear | 0 | 0 | 1174 | 0
Combined Cycle | 688.8542 | 688.8542 | 688.8542 | 688.8542 | 688.8542 | Combined Cycle | 0 | 0 | 0 | 0 | Combustion Turbine | 102.3 | 102.3 | 1003.8 | 2348.05 | 2348.05 | Combustion Turbine | 0 | 901.5 | 1344.25 | 0 | Nuclear | 0 | 0 | 0 | 0 | 0 | Nuclear | 0 | 0 | 0 | 0 | Other | 35.956 | 89.956 | 97.956 | 97.956 | 97.956 | Other | 54 | 8 | 0 | 0
Combustion Turbine | 293.488 | 293.488 | 1194.988 | 2539.238 | 2539.238 | Combustion Turbine | 0 | 901.5 | 1344.25 | 0 | Oil/Gas | 761.1626 | 4658.4257 | 4658.4257 | 10419.0084 | 10814.7 | Oil/Gas | 3897.2631 | 0 | 5760.5827 | 395.6916 | Other | 669.225 | 676.0029 | 676.0029 | 676.0029 | 676.0029 | Other | 6.7779 | 0 | 0 | 0 | Total Retirements (Including Firm) | 2437.353 | 2491.353 | 2499.353 | 3673.353 | 3673.353 | Total Retirements (Including Firm) Added | 54 | 8 | 1174 | 0
Oil/Gas | 1554.1626 | 5451.4257 | 5451.4257 | 11212.0084 | 11607.7 | Oil/Gas | 3897.2631 | 0 | 5760.5827 | 395.6916 | Nuclear | 0 | 0 | 0 | 0 | 0 | Nuclear | 0 | 0 | 0 | 0 | Total Retirements (Including Firm) | 1541.272 | 1548.0499 | 1548.0499 | 1548.0499 | 1548.0499 | Total Retirements (Including Firm) Added | 6.7779 | 0 | 0 | 0 | Net Capacity | 32320.6335 | 34426.6335 | 45603.6335 | 47668.0398 | 51950.1005 | Net Capacity Change | 2106 | 11177 | 2064.4063 | 4282.0608
Nuclear | 0 | 0 | 0 | 1174 | 1174 | Nuclear | 0 | 0 | 1174 | 0 | Other | 0 | 0 | 0 | 0 | 0 | Other | 0 | 0 | 0 | 0 | Net Capacity | 39009.7521 | 45614.7924 | 46310.7924 | 51459.5579 | 64196.0422 | Net Capacity Change | 6605.0404 | 696 | 5148.7655 | 12736.4842
Other | 705.181 | 765.9589 | 773.9589 | 773.9589 | 773.9589 | Other | 60.7779 | 8 | 0 | 0 | Total Retirements (Including Firm) | 1477.4138 | 5374.6769 | 6276.1769 | 13381.0096 | 13776.7012 | Total Retirements (Including Firm) Added | 3897.2631 | 901.5 | 7104.8327 | 395.6916
Total Retirements (Including Firm) | 5456.0388 | 9414.0798 | 10323.5798 | 18602.4125 | 18998.1041 | Total Retirements (Including Firm) Added | 3958.041 | 909.5 | 8278.8327 | 395.6916 | Net Capacity | 67932.9012 | 73248.6381 | 81466.9881 | 88203.6795 | 96922.3479 | Net Capacity Change | 5315.7369 | 8218.35 | 6736.6914 | 8718.6684
Net Capacity | 139263.2868 | 153290.0641 | 173381.4141 | 187331.2772 | 213068.4906 | Net Capacity Change | 14026.7772 | 20091.35 | 13949.8631 | 25737.2134

## Generation
RGGI Program Review Scenarios
Released 07/01/25
Prepared by ICF
Case A Reference Scenario
RGGI - Net Generation (GWh) | [5 empty] | New York - NYISO - Net Generation (GWh) | [5 empty] | ISO-NE - Net Generation (GWh) | [5 empty] | RGGI PJM - Net Generation (GWh)
| 2028 | 2030 | 2032 | 2035 | 2037 | NY | 2028 | 2030 | 2032 | 2035 | 2037 | ISONE | 2028 | 2030 | 2032 | 2035 | 2037 | RGGI PJM | 2028 | 2030 | 2032 | 2035 | 2037
Nuclear | 94673.1754 | 94611.7271 | 95310.2813 | 84826.355 | 79902.297 | Nuclear | 25754.1769 | 25692.7287 | 26391.2829 | 25831.3439 | 25790.8286 | Nuclear | 26724.9435 | 26724.9435 | 26724.9435 | 26724.9435 | 26724.9435 | Nuclear | 42194.0549 | 42194.0549 | 42194.0549 | 32270.0676 | 27386.525
Coal | 0 | 0 | 0 | 0 | 0 | Coal | 0 | 0 | 0 | 0 | 0 | Coal | 0 | 0 | 0 | 0 | 0 | Coal | 0 | 0 | 0 | 0 | 0
Combined Cycle | 127573.2371 | 122184.9681 | 118116.1754 | 134092.3769 | 130095.1178 | Combined Cycle | 39333.5043 | 40881.5839 | 41198.1653 | 49758.1566 | 51486.9677 | Combined Cycle | 43771.8464 | 39172.2915 | 36917.1198 | 35928.9159 | 31879.5811 | Combined Cycle | 44467.8865 | 42131.0927 | 40000.8903 | 48405.3044 | 46728.569
Combustion Turbine | 590.0002 | 673.6663 | 638.9881 | 940.8126 | 846.1773 | Combustion Turbine | 388.2737 | 433.7005 | 409.9178 | 632.5892 | 677.2982 | Combustion Turbine | 2.2165 | 3.5805 | 3.7019 | 31.5825 | 3.1764 | Combustion Turbine | 199.51 | 236.3854 | 225.3683 | 276.6409 | 165.7028
Oil/Gas | 2483.7687 | 3606.9953 | 5277.3536 | 4949.7944 | 6324.033 | Oil/Gas | 2441.8784 | 3565.105 | 5232.8641 | 4908.7434 | 6282.9821 | Oil/Gas | 1.3606 | 1.3606 | 1.0628 | 0.5214 | 0.5214 | Oil/Gas | 40.5296 | 40.5296 | 43.4267 | 40.5296 | 40.5296
New Combined Cycle | 0 | 3656.0678 | 1580.304 | 4604.3585 | 8124.2101 | New Combined Cycle | 0 | 0 | 0 | 0 | 1833.0049 | New Combined Cycle | 0 | 0 | 0 | 330.2558 | 2017.1026 | New Combined Cycle | 0 | 3656.0678 | 1580.304 | 4274.1027 | 4274.1027
New Combustion Turbine | 0 | 0 | 0 | 0 | 0 | New Combustion Turbine | 0 | 0 | 0 | 0 | 0 | New Combustion Turbine | 0 | 0 | 0 | 0 | 0 | New Combustion Turbine | 0 | 0 | 0 | 0 | 0
Other | 49.056 | 49.056 | 49.056 | 49.056 | 49.056 | Other | 0 | 0 | 0 | 0 | 0 | Other | 49.056 | 49.056 | 49.056 | 49.056 | 49.056 | Other | 0 | 0 | 0 | 0 | 0
Conventional Generation Total | 225369.2373 | 224782.4805 | 220972.1583 | 229462.7533 | 225340.8913 | Conventional Generation Total | 67917.8333 | 70573.1181 | 73232.2301 | 81130.8331 | 86071.0813 | Conventional Generation Total | 70549.423 | 65951.2322 | 63695.884 | 63065.2751 | 60674.381 | Conventional Generation Total | 86901.981 | 88258.1303 | 84044.0442 | 85266.6452 | 78595.429
Hydro | 36976.7507 | 37202.5814 | 36888.0946 | 36659.9856 | 36714.39 | Hydro | 27957.183 | 28124.8944 | 27896.1765 | 27674.0989 | 27741.0697 | Hydro | 7041.3378 | 7100.8487 | 7062.3976 | 7097.9519 | 7039.1674 | Hydro | 1978.2299 | 1976.8383 | 1929.5204 | 1887.9348 | 1934.1529
Solar PV | 28952.823 | 28325.5298 | 30012.3086 | 29642.5777 | 29010.7324 | Solar PV | 15330.468 | 14654.7505 | 16341.5294 | 15972.5787 | 15340.0912 | Solar PV | 6226.794 | 6226.794 | 6226.794 | 6226.0137 | 6226.6559 | Solar PV | 7395.561 | 7443.9853 | 7443.9853 | 7443.9853 | 7443.9853
Onshore Wind | 18277.3521 | 18287.831 | 18972.5732 | 18652.7801 | 18717.9639 | Onshore Wind | 11964.0706 | 11974.5495 | 12659.2917 | 12399.4382 | 12431.8247 | Onshore Wind | 5527.8366 | 5527.8366 | 5527.8366 | 5467.8971 | 5500.6944 | Onshore Wind | 785.4449 | 785.4449 | 785.4449 | 785.4449 | 785.4449
New Solar PV | 0 | 0 | 0 | 0 | 18577.3974 | New Solar PV | 0 | 0 | 0 | 0 | 0 | New Solar PV | 0 | 0 | 0 | 0 | 10102.4147 | New Solar PV | 0 | 0 | 0 | 0 | 8474.9827
New Onshore Wind | 0 | 16489.8833 | 27414.6056 | 37758.2418 | 39169.8358 | New Onshore Wind | 0 | 317.1859 | 317.1859 | 317.1859 | 317.1859 | New Onshore Wind | 0 | 13290.2666 | 24214.9889 | 34558.625 | 35970.2191 | New Onshore Wind | 0 | 2882.4308 | 2882.4308 | 2882.4308 | 2882.4308
New Offshore Wind | 18044.654 | 22598.0529 | 37818.4365 | 38252.9979 | 38125.1397 | New Offshore Wind | 7603.5663 | 7430.4196 | 7244.2408 | 7678.8022 | 7552.0432 | New Offshore Wind | 6361.9718 | 6361.9718 | 6361.9718 | 6361.9718 | 6360.8726 | New Offshore Wind | 4079.1159 | 8805.6615 | 24212.2239 | 24212.2239 | 24212.2239
Other RE | 9553.7044 | 9304.2934 | 9304.0466 | 9246.6747 | 9252.1544 | Other RE | 2563.5779 | 2553.714 | 2544.8575 | 2543.398 | 2512.4565 | Other RE | 4608.2756 | 4432.7365 | 4441.3461 | 4385.4337 | 4420.52 | Other RE | 2381.8509 | 2317.8429 | 2317.8429 | 2317.8429 | 2319.1779
Renewable Generation Total | 111805.2842 | 132208.1719 | 160410.065 | 170213.2578 | 189567.6136 | Renewable Generation Total | 65418.8658 | 65055.5139 | 67003.2818 | 66585.5018 | 65894.6711 | Renewable Generation Total | 29766.2158 | 42940.4542 | 53835.335 | 64097.8932 | 75620.544 | Renewable Generation Total | 16620.2026 | 24212.2038 | 39571.4483 | 39529.8627 | 48052.3985
Imports | 30954.0765 | 31078.8752 | 31269.4454 | 31148.9865 | 31083.4589 | Imports Zone D (HQ) | 10183.9019 | 10323.5002 | 10354.9454 | 10305.7365 | 10253.5307 | Clean Energy Connect Import | 10512 | 10512 | 10512 | 10512 | 10512 | Total | 103522.1836 | 112470.334 | 123615.4924 | 124796.5079 | 126647.8275
Total | 368128.5979 | 388069.5276 | 412651.6687 | 430824.9976 | 445991.9638 | Imports Zone J (CHPE) | 10258.1746 | 10243.375 | 10402.5 | 10331.25 | 10317.9282 | Total | 110827.6388 | 119403.6864 | 128043.219 | 137675.1683 | 146806.925
[6 empty] | Total | 153778.7756 | 156195.5072 | 160992.9573 | 168353.3214 | 172537.2113
Case B Reference Scenario
RGGI - Net Generation (GWh) | [5 empty] | New York - NYISO - Net Generation (GWh) | [5 empty] | ISO-NE - Net Generation (GWh) | [5 empty] | RGGI PJM - Net Generation (GWh)
| 2028 | 2030 | 2032 | 2035 | 2037 | NY | 2028 | 2030 | 2032 | 2035 | 2037 | ISONE | 2028 | 2030 | 2032 | 2035 | 2037 | RGGI PJM | 2028 | 2030 | 2032 | 2035 | 2037
Nuclear | 95469.0336 | 95237.6116 | 94583.6227 | 83995.0111 | 77054.607 | Nuclear | 26550.0352 | 26318.6132 | 25664.6242 | 25000 | 26550.0352 | Nuclear | 26724.9435 | 26724.9435 | 26724.9435 | 26724.9435 | 26724.9435 | Nuclear | 42194.0549 | 42194.0549 | 42194.0549 | 32270.0676 | 23779.6283
Coal | 0 | 0 | 0 | 0 | 0 | Coal | 0 | 0 | 0 | 0 | 0 | Coal | 0 | 0 | 0 | 0 | 0 | Coal | 0 | 0 | 0 | 0 | 0
Combined Cycle | 113215.2104 | 98464.6939 | 90519.3133 | 101046.5761 | 91443.3741 | Combined Cycle | 25872.0558 | 22193.0798 | 21886.1353 | 23091.0498 | 19256.0435 | Combined Cycle | 42288.0567 | 32775.0154 | 32312.7697 | 33645.9333 | 22573.4712 | Combined Cycle | 45055.0979 | 43496.5986 | 36320.4083 | 44309.593 | 49613.8594
Combustion Turbine | 411.1864 | 268.361 | 126.3738 | 55.2155 | 244.422 | Combustion Turbine | 204.2879 | 116.1282 | 112.6205 | 31.6062 | 78.997 | Combustion Turbine | 2.2165 | 2.4627 | 2.3905 | 11.1684 | 0 | Combustion Turbine | 204.682 | 149.7702 | 11.3628 | 12.4408 | 165.425
Oil/Gas | 4072.9386 | 2411.4289 | 2136.4502 | 127.8468 | 132.5228 | Oil/Gas | 4025.5903 | 2361.2875 | 2105.3443 | 97.2 | 97.2 | Oil/Gas | 6.8187 | 6.8187 | 4.5535 | 4.0943 | 3.4907 | Oil/Gas | 40.5296 | 43.3227 | 26.5525 | 26.5525 | 31.832
New Combined Cycle | 0 | 0 | 0 | 0 | 0 | New Combined Cycle | 0 | 0 | 0 | 0 | 0 | New Combined Cycle | 0 | 0 | 0 | 0 | 0 | New Combined Cycle | 0 | 0 | 0 | 0 | 0
New Combustion Turbine | 0 | 411.741 | 10.969 | 50.16 | 245.151 | New Combustion Turbine | 0 | 0 | 0 | 0 | 0 | New Combustion Turbine | 0 | 0 | 0 | 0 | 0 | New Combustion Turbine | 0 | 411.741 | 10.969 | 50.16 | 245.151
Other | 49.056 | 49.056 | 49.056 | 49.056 | 49.056 | Other | 0 | 0 | 0 | 0 | 0 | Other | 49.056 | 49.056 | 49.056 | 49.056 | 49.056 | Other | 0 | 0 | 0 | 0 | 0
Conventional Generation Total | 213217.425 | 196842.8925 | 187425.7849 | 185323.8655 | 169169.1329 | Conventional Generation Total | 56651.9692 | 50989.1087 | 49768.7243 | 48219.856 | 45982.2757 | Conventional Generation Total | 69071.0914 | 59558.2963 | 59093.7132 | 60435.1955 | 49350.9614 | Conventional Generation Total | 87494.3645 | 86295.4874 | 78563.3474 | 76668.8139 | 73835.8958
Hydro | 36314.25 | 36235.9931 | 36176.9068 | 37394.6698 | 36650.5353 | Hydro | 27089.4433 | 27155.5247 | 27115.9644 | 28361.4709 | 27405.4354 | Hydro | 7293.4314 | 7142.2108 | 7196.0313 | 7137.725 | 7281.9524 | Hydro | 1931.3753 | 1938.2575 | 1864.911 | 1895.4739 | 1963.1475
Solar PV | 29628.5788 | 29677.0031 | 29677.0031 | 29677.0031 | 29677.0031 | Solar PV | 16006.2238 | 16006.2238 | 16006.2238 | 16006.2238 | 16006.2238 | Solar PV | 6226.794 | 6226.794 | 6226.794 | 6226.794 | 6226.794 | Solar PV | 7395.561 | 7443.9853 | 7443.9853 | 7443.9853 | 7443.9853
Onshore Wind | 18015.4794 | 18015.4794 | 18015.4794 | 18015.4794 | 18015.4794 | Onshore Wind | 11702.198 | 11702.198 | 11702.198 | 11702.198 | 11702.198 | Onshore Wind | 5527.8366 | 5527.8366 | 5527.8366 | 5527.8366 | 5527.8366 | Onshore Wind | 785.4449 | 785.4449 | 785.4449 | 785.4449 | 785.4449
New Solar PV | 20235.5668 | 24679.7277 | 30786.3851 | 40865.9032 | 68115.769 | New Solar PV | 20235.5668 | 24679.7277 | 30786.3851 | 38687.6873 | 47897.528 | New Solar PV | 0 | 0 | 0 | 2178.216 | 11732.5262 | New Solar PV | 0 | 0 | 0 | 0 | 8485.7148
New Onshore Wind | 2610.5303 | 24286.3452 | 35455.9056 | 61750.6799 | 65902.214 | New Onshore Wind | 389.5923 | 12434.4468 | 16457.685 | 22499.8893 | 26191.4771 | New Onshore Wind | 1292.5574 | 8983.0295 | 16129.3516 | 34136.9084 | 34596.8546 | New Onshore Wind | 928.3806 | 2868.869 | 2868.869 | 5113.8822 | 5113.8822
New Offshore Wind | 27592.1292 | 49796.4309 | 104136.906 | 125154.9987 | 152402.4725 | New Offshore Wind | 17151.0415 | 25608.6653 | 33655.9419 | 45726.9791 | 52207.7109 | New Offshore Wind | 6361.9718 | 15382.1041 | 15382.1041 | 15382.1041 | 36148.8462 | New Offshore Wind | 4079.1159 | 8805.6615 | 55098.86 | 64045.9155 | 64045.9155
Other RE | 9468.2023 | 9148.3448 | 9156.1207 | 10267.3827 | 10132.3952 | Other RE | 2344.2885 | 2269.2837 | 2288.8283 | 3223.6673 | 3114.707 | Other RE | 4609.2293 | 4537.1462 | 4550.0902 | 4726.5132 | 4699.8453 | Other RE | 2514.6846 | 2341.9149 | 2317.2021 | 2317.2021 | 2317.8429
Renewable Generation Total | 143864.7369 | 191839.3242 | 263404.7067 | 323126.1168 | 380895.8686 | Renewable Generation Total | 94918.3543 | 119856.07 | 138013.2266 | 166208.1157 | 184525.2802 | Renewable Generation Total | 31311.8204 | 47799.1211 | 55012.2078 | 75316.0972 | 106214.6552 | Renewable Generation Total | 17634.5623 | 24184.1331 | 70379.2723 | 81601.9039 | 90155.9331
Imports | 31275.8499 | 31275.8499 | 31275.8499 | 31275.8499 | 31275.8499 | Imports Zone D (HQ) | 10361.3499 | 10361.3499 | 10361.3499 | 10361.3499 | 10361.3499 | Clean Energy Connect Import | 10512 | 10512 | 10512 | 10512 | 10512 | Total | 105128.9268 | 110479.6205 | 148942.6197 | 158270.7178 | 163991.8289
Total | 388358.0118 | 419958.0666 | 482106.3415 | 539725.8321 | 581340.8513 | Imports Zone J (CHPE) | 10402.5 | 10402.5 | 10402.5 | 10402.5 | 10402.5 | Total | 110894.9117 | 117869.4174 | 124617.921 | 146263.2927 | 166077.6166
[6 empty] | Total | 172334.1733 | 191609.0286 | 208545.8008 | 235191.8217 | 251271.4058
Case A Policy Scenario
RGGI - Net Generation (GWh) | [5 empty] | New York - NYISO - Net Generation (GWh) | [5 empty] | ISO-NE - Net Generation (GWh) | [5 empty] | RGGI PJM - Net Generation (GWh)
| 2028 | 2030 | 2032 | 2035 | 2037 | NY | 2028 | 2030 | 2032 | 2035 | 2037 | ISONE | 2028 | 2030 | 2032 | 2035 | 2037 | RGGI PJM | 2028 | 2030 | 2032 | 2035 | 2037
Nuclear | 94713.0663 | 94609.0373 | 95177.9651 | 84826.355 | 84818.4817 | Nuclear | 25794.0679 | 25690.0388 | 26258.9667 | 25831.3439 | 25823.4706 | Nuclear | 26724.9435 | 26724.9435 | 26724.9435 | 26724.9435 | 26724.9435 | Nuclear | 42194.0549 | 42194.055 | 42194.0549 | 32270.0676 | 32270.0676
Coal | 0 | 0 | 0 | 0 | 0 | Coal | 0 | 0 | 0 | 0 | 0 | Coal | 0 | 0 | 0 | 0 | 0 | Coal | 0 | 0 | 0 | 0 | 0
Combined Cycle | 82003.463 | 62772.2654 | 68556.1206 | 69772.9964 | 59734.4867 | Combined Cycle | 34085.0248 | 28631.9671 | 28716.3106 | 33002.218 | 31800.2219 | Combined Cycle | 38322.5635 | 26231.685 | 31264.498 | 25181.6486 | 18092.3865 | Combined Cycle | 9595.8747 | 7908.6133 | 8575.312 | 11589.1298 | 9841.8783
Combustion Turbine | 777.6646 | 1069.9392 | 1232.0818 | 1109.767 | 1146.8877 | Combustion Turbine | 356.62 | 640.9988 | 766.2644 | 706.6245 | 731.099 | Combustion Turbine | 362.9907 | 361.2139 | 408.2368 | 359.9199 | 368.4265 | Combustion Turbine | 58.0539 | 67.7266 | 57.5806 | 43.2226 | 47.3622
Oil/Gas | 1910.7417 | 2331.6901 | 2899.1611 | 2117.2151 | 2858.4765 | Oil/Gas | 1677.3406 | 2094.0875 | 2663.601 | 1888.8112 | 2636.952 | Oil/Gas | 152.3941 | 161.4809 | 159.0615 | 150.6758 | 152.2995 | Oil/Gas | 81.007 | 76.1218 | 76.4986 | 77.7281 | 69.225
New Combined Cycle | 0 | 0 | 84.6105 | 3707.2999 | 5067.7591 | New Combined Cycle | 0 | 0 | 84.6105 | 1388.616 | 2749.0753 | New Combined Cycle | 0 | 0 | 0 | 2318.6838 | 2318.6838 | New Combined Cycle | 0 | 0 | 0 | 0 | 0
New Combustion Turbine | 0 | 7.1929 | 16.7522 | 3.7684 | 3.7684 | New Combustion Turbine | 0 | 0 | 0 | 0 | 0 | New Combustion Turbine | 0 | 0 | 0 | 0 | 0 | New Combustion Turbine | 0 | 7.1929 | 16.7522 | 3.7684 | 3.7684
Other | 49.056 | 49.056 | 49.056 | 49.056 | 49.056 | Other | 0 | 0 | 0 | 0 | 0 | Other | 49.056 | 49.056 | 49.056 | 49.056 | 49.056 | Other | 0 | 0 | 0 | 0 | 0
Conventional Generation Total | 179453.9916 | 160839.1809 | 168015.7473 | 161586.4578 | 153678.9161 | Conventional Generation Total | 61913.0533 | 57057.0922 | 58489.7532 | 62817.6136 | 63740.8187 | Conventional Generation Total | 65611.9478 | 53528.3793 | 58605.7957 | 54784.9277 | 47705.7958 | Conventional Generation Total | 51928.9905 | 50253.7096 | 50920.1983 | 43983.9165 | 42232.3015
Hydro | 37059.7467 | 37391.9276 | 36982.4003 | 36553.0565 | 37284.6006 | Hydro | 28028.5278 | 28156.5697 | 27887.2343 | 27636.3215 | 27935.5781 | Hydro | 7001.2164 | 7238.1924 | 7149.4128 | 7037.7647 | 7372.849 | Hydro | 2030.0024 | 1997.1654 | 1945.7532 | 1878.9703 | 1976.1735
Solar PV | 29008.9 | 28192.6233 | 29896.0048 | 29525.1122 | 28927.0669 | Solar PV | 15386.545 | 14521.844 | 16225.2255 | 15856.6939 | 15258.368 | Solar PV | 6226.794 | 6226.794 | 6226.794 | 6224.4329 | 6224.7136 | Solar PV | 7395.561 | 7443.9853 | 7443.9853 | 7443.9853 | 7443.9853
Onshore Wind | 18300.2307 | 18186.5148 | 18974.1184 | 18469.5946 | 18468.0837 | Onshore Wind | 11986.9493 | 11873.2333 | 12660.837 | 12328.9855 | 12298.5639 | Onshore Wind | 5527.8366 | 5527.8366 | 5527.8366 | 5355.1642 | 5384.075 | Onshore Wind | 785.4449 | 785.4449 | 785.4449 | 785.4449 | 785.4449
New Solar PV | 0 | 0 | 0 | 9433.9072 | 35007.6669 | New Solar PV | 0 | 0 | 0 | 0 | 868.6379 | New Solar PV | 0 | 0 | 0 | 3933.9907 | 20157.6917 | New Solar PV | 0 | 0 | 0 | 5499.9165 | 13981.3372
New Onshore Wind | 3032.3967 | 39423.919 | 40348.2531 | 50129.4813 | 51859.7548 | New Onshore Wind | 0 | 12301.7852 | 12632.9136 | 12587.0703 | 12545.2898 | New Onshore Wind | 3032.3967 | 24239.703 | 24832.9086 | 34659.9802 | 36432.0341 | New Onshore Wind | 0 | 2882.4308 | 2882.4308 | 2882.4308 | 2882.4308
New Offshore Wind | 18030.4707 | 22532.378 | 37813.7043 | 38320.5079 | 38283.6737 | New Offshore Wind | 7589.383 | 7364.7447 | 7239.5085 | 7750.0065 | 7710.5772 | New Offshore Wind | 6361.9718 | 6361.9718 | 6361.9718 | 6358.2774 | 6360.8726 | New Offshore Wind | 4079.1159 | 8805.6615 | 24212.2239 | 24212.2239 | 24212.2239
Other RE | 9443.3513 | 9113.8847 | 9501.0461 | 9608.2524 | 9456.8677 | Other RE | 2479.1748 | 2325.136 | 2392.7779 | 2555.8093 | 2431.7494 | Other RE | 4610.7497 | 4438.0498 | 4789.5897 | 4733.2652 | 4705.9404 | Other RE | 2353.4269 | 2350.6989 | 2318.6784 | 2319.1779 | 2319.1779
Renewable Generation Total | 114875.0961 | 154841.2474 | 173515.5269 | 192039.912 | 219287.7144 | Renewable Generation Total | 65470.5799 | 76543.313 | 79038.4968 | 78714.8871 | 79048.7644 | Renewable Generation Total | 32760.9651 | 54032.5476 | 54888.5135 | 68302.8753 | 86638.1764 | Renewable Generation Total | 16643.5511 | 24265.3868 | 39588.5166 | 45022.1497 | 53600.7736
Imports | 31054.2384 | 30917.6861 | 31272.6863 | 31150.9122 | 31136.0665 | Imports Zone D (HQ) | 10241.0004 | 10221.1127 | 10358.1863 | 10305.7365 | 10253.5307 | Clean Energy Connect Import | 10512 | 10512 | 10512 | 10512 | 10512 | Total | 68572.5416 | 74519.0964 | 90508.7149 | 89006.0662 | 95833.0751
Total | 325383.3261 | 346598.1144 | 372803.9605 | 384777.2821 | 404102.697 | Imports Zone J (CHPE) | 10301.238 | 10184.5734 | 10402.5 | 10333.1757 | 10370.5358 | Total | 108884.9129 | 118072.9268 | 124006.3092 | 133599.803 | 144855.9723
[6 empty] | Total | 147925.8717 | 154006.0912 | 158288.9364 | 162171.4129 | 163413.6496
Case B Policy Scenario
RGGI - Net Generation (GWh) | [5 empty] | New York - NYISO - Net Generation (GWh) | [5 empty] | ISO-NE - Net Generation (GWh) | [5 empty] | RGGI PJM - Net Generation (GWh)
| 2028 | 2030 | 2032 | 2035 | 2037 | NY | 2028 | 2030 | 2032 | 2035 | 2037 | ISONE | 2028 | 2030 | 2032 | 2035 | 2037 | RGGI PJM | 2028 | 2030 | 2032 | 2035 | 2037
Nuclear | 95469.0336 | 95260.1611 | 94585.0905 | 83995.0111 | 85545.0463 | Nuclear | 26550.0352 | 26341.1627 | 25666.0921 | 25000 | 26550.0352 | Nuclear | 26724.9435 | 26724.9435 | 26724.9435 | 26724.9435 | 26724.9435 | Nuclear | 42194.0549 | 42194.0549 | 42194.0549 | 32270.0676 | 32270.0676
Coal | 0 | 0 | 0 | 0 | 0 | Coal | 0 | 0 | 0 | 0 | 0 | Coal | 0 | 0 | 0 | 0 | 0 | Coal | 0 | 0 | 0 | 0 | 0
Combined Cycle | 94828.5078 | 70843.2554 | 63519.3221 | 78400.93 | 54995.8173 | Combined Cycle | 24638.8069 | 20295.6053 | 18362.5891 | 20672.7639 | 16973.9195 | Combined Cycle | 39980.2834 | 24080.3953 | 26722.1923 | 32430.822 | 19761.2433 | Combined Cycle | 30209.4176 | 26467.2548 | 18434.5407 | 25297.3441 | 18260.6545
Combustion Turbine | 359.7513 | 198.1231 | 191.8182 | 149.3336 | 120.1915 | Combustion Turbine | 245.5429 | 124.1125 | 160.8537 | 63.3654 | 82.69 | Combustion Turbine | 8.6449 | 8.386 | 19.6017 | 74.3367 | 23.6769 | Combustion Turbine | 105.5634 | 65.6246 | 11.3628 | 11.6316 | 13.8246
Oil/Gas | 3898.3215 | 1997.9566 | 1936.6628 | 162.6428 | 142.2512 | Oil/Gas | 3818.4153 | 1923.6634 | 1891.8731 | 97.2 | 97.2 | Oil/Gas | 13.9062 | 13.9062 | 14.3013 | 34.9545 | 13.2192 | Oil/Gas | 66 | 60.387 | 30.4884 | 30.4884 | 31.832
New Combined Cycle | 0 | 0 | 0 | 0 | 0 | New Combined Cycle | 0 | 0 | 0 | 0 | 0 | New Combined Cycle | 0 | 0 | 0 | 0 | 0 | New Combined Cycle | 0 | 0 | 0 | 0 | 0
New Combustion Turbine | 0 | 192.5344 | 2.2068 | 10.969 | 76.197 | New Combustion Turbine | 0 | 0 | 0 | 0 | 0 | New Combustion Turbine | 0 | 0 | 0 | 0 | 0 | New Combustion Turbine | 0 | 192.5344 | 2.2068 | 10.969 | 76.197
Other | 49.056 | 49.056 | 49.056 | 49.056 | 49.056 | Other | 0 | 0 | 0 | 0 | 0 | Other | 49.056 | 49.056 | 49.056 | 49.056 | 49.056 | Other | 0 | 0 | 0 | 0 | 0
Conventional Generation Total | 194604.6702 | 168541.0866 | 160284.1564 | 162767.9426 | 140928.5593 | Conventional Generation Total | 55252.8003 | 48684.5439 | 46081.408 | 45833.3292 | 43703.8446 | Conventional Generation Total | 66776.834 | 50876.687 | 53530.0949 | 59314.1127 | 46572.1389 | Conventional Generation Total | 72575.0359 | 68979.8557 | 60672.6536 | 57620.5007 | 50652.5758
Hydro | 36218.5956 | 36102.6 | 36132.908 | 37262.1491 | 36611.5207 | Hydro | 27085.716 | 27159.7328 | 27115.9644 | 28361.4709 | 27435.6339 | Hydro | 7200.0362 | 7058.3975 | 7164.7671 | 7041.6294 | 7223.0235 | Hydro | 1932.8434 | 1884.4697 | 1852.1764 | 1859.0488 | 1952.8633
Solar PV | 29628.5788 | 29677.0031 | 29677.0031 | 29677.0031 | 29677.0031 | Solar PV | 16006.2238 | 16006.2238 | 16006.2238 | 16006.2238 | 16006.2238 | Solar PV | 6226.794 | 6226.794 | 6226.794 | 6226.794 | 6226.794 | Solar PV | 7395.561 | 7443.9853 | 7443.9853 | 7443.9853 | 7443.9853
Onshore Wind | 18015.4794 | 18015.4794 | 18015.4794 | 18015.4794 | 18015.4794 | Onshore Wind | 11702.198 | 11702.198 | 11702.198 | 11702.198 | 11702.198 | Onshore Wind | 5527.8366 | 5527.8366 | 5527.8366 | 5527.8366 | 5527.8366 | Onshore Wind | 785.4449 | 785.4449 | 785.4449 | 785.4449 | 785.4449
New Solar PV | 20235.5668 | 24679.7277 | 30786.3851 | 41603.6035 | 69169.0029 | New Solar PV | 20235.5668 | 24679.7277 | 30786.3851 | 38687.6873 | 47897.528 | New Solar PV | 0 | 0 | 0 | 2043.844 | 11902.7323 | New Solar PV | 0 | 0 | 0 | 872.0722 | 9368.7426
New Onshore Wind | 3643.9597 | 32714.9695 | 39894.7719 | 61710.7662 | 66475.0923 | New Onshore Wind | 389.5923 | 12434.4468 | 16457.685 | 22499.8893 | 26191.4771 | New Onshore Wind | 2325.9868 | 17411.6538 | 20568.2179 | 34096.9947 | 35169.733 | New Onshore Wind | 928.3806 | 2868.869 | 2868.869 | 5113.8822 | 5113.8822
New Offshore Wind | 27592.1292 | 49796.4309 | 104136.906 | 125154.9986 | 153409.6487 | New Offshore Wind | 17151.0415 | 25608.6653 | 33655.9419 | 45726.9791 | 52207.7109 | New Offshore Wind | 6361.9718 | 15382.1041 | 15382.1041 | 15382.1041 | 37156.0224 | New Offshore Wind | 4079.1159 | 8805.6615 | 55098.86 | 64045.9155 | 64045.9155
Other RE | 9685.4291 | 9241.1987 | 9232.5693 | 10200.6219 | 9956.5009 | Other RE | 2321.0556 | 2269.2837 | 2267.2343 | 3046.3968 | 2938.8354 | Other RE | 4702.5264 | 4629.7842 | 4648.133 | 4837.023 | 4699.8226 | Other RE | 2661.8472 | 2342.1309 | 2317.2021 | 2317.2021 | 2317.8429
Renewable Generation Total | 145019.7388 | 200227.4094 | 267876.0229 | 323624.6219 | 383314.2481 | Renewable Generation Total | 94891.3941 | 119860.2781 | 137991.6326 | 166030.8452 | 184379.6071 | Renewable Generation Total | 32345.1517 | 56236.5701 | 59517.8527 | 75156.2258 | 107905.9644 | Renewable Generation Total | 17783.193 | 24130.5613 | 70366.5377 | 82437.551 | 91028.6766
Imports | 31275.8499 | 31275.8499 | 31275.8499 | 31275.8499 | 31275.8499 | Imports Zone D (HQ) | 10361.3499 | 10361.3499 | 10361.3499 | 10361.3499 | 10361.3499 | Clean Energy Connect Import | 10512 | 10512 | 10512 | 10512 | 10512 | Total | 90358.2289 | 93110.417 | 131039.1913 | 140058.0517 | 141681.2524
Total | 370900.2589 | 400044.3459 | 459436.0292 | 517668.4144 | 555518.6573 | Imports Zone J (CHPE) | 10402.5 | 10402.5 | 10402.5 | 10402.5 | 10402.5 | Total | 109633.9857 | 117625.2571 | 123559.9475 | 144982.3384 | 164990.1033
[6 empty] | Total | 170908.0443 | 189308.6719 | 204836.8905 | 232628.0243 | 248847.3016
Case A - Policy Scenario without ECR/CCR
RGGI - Net Generation (GWh) | [5 empty] | New York - NYISO - Net Generation (GWh) | [5 empty] | ISO-NE - Net Generation (GWh) | [5 empty] | RGGI PJM - Net Generation (GWh)
| 2028 | 2030 | 2032 | 2035 | 2037 | NY | 2028 | 2030 | 2032 | 2035 | 2037 | ISONE | 2028 | 2030 | 2032 | 2035 | 2037 | RGGI PJM | 2028 | 2030 | 2032 | 2035 | 2037
Nuclear | 94747 | 94609 | 95278 | 84826 | 84818 | Nuclear | 25828.0803 | 25690.093 | 26359.1174 | 25831.3439 | 25823.4705 | Nuclear | 26725 | 26725 | 26725 | 26725 | 26725 | Nuclear | 42194.0549 | 42194.0549 | 42194.0549 | 32270.0676 | 32270.0676
Coal | 0 | 0 | 0 | 0 | 0 | Coal | 0 | 0 | 0 | 0 | 0 | Coal | 0 | 0 | 0 | 0 | 0 | Coal | 0 | 0 | 0 | 0 | 0
Combined Cycle | 76309 | 57593 | 62276 | 61753 | 54359 | Combined Cycle | 33347.4729 | 26691.028 | 26946.9406 | 30924.4461 | 30362.6823 | Combined Cycle | 36157 | 24602 | 28270 | 22400 | 16282 | Combined Cycle | 6804.1181 | 6299.4334 | 7059.8783 | 8428.1656 | 7713.9387
Combustion Turbine | 844 | 1344 | 1345 | 1168 | 1176 | Combustion Turbine | 386.6625 | 819.1859 | 768.993 | 735.1281 | 701.6015 | Combustion Turbine | 414 | 473 | 522 | 383 | 417 | Combustion Turbine | 42.9706 | 51.7326 | 53.5698 | 49.9732 | 57.3883
Oil/Gas | 1979 | 2192 | 2495 | 1789 | 2580 | Oil/Gas | 1665.4902 | 1862.4014 | 2161.0831 | 1501.4156 | 2243.5715 | Oil/Gas | 235 | 253 | 252 | 206 | 254 | Oil/Gas | 78.4559 | 76.1218 | 81.7348 | 81.7348 | 81.9358
New Combined Cycle | 0 | 0 | 263 | 2954 | 3752 | New Combined Cycle | 0 | 0 | 262.9592 | 1365.7262 | 2164.4159 | New Combined Cycle | 0 | 0 | 0 | 1588 | 1588 | New Combined Cycle | 0 | 0 | 0 | 0 | 0
New Combustion Turbine | 0 | 4 | 4 | 4 | 25 | New Combustion Turbine | 0 | 0 | 0 | 0 | 0 | New Combustion Turbine | 0 | 0 | 0 | 0 | 0 | New Combustion Turbine | 0 | 3.7684 | 3.7684 | 3.7684 | 24.9049
Other | 49 | 49 | 49 | 49 | 49 | Other | 0 | 0 | 0 | 0 | 0 | Other | 49 | 49 | 49 | 49 | 49 | Other | 0 | 0 | 0 | 0 | 0
Conventional Generation Total | 173928 | 155791 | 161710 | 152543 | 146759 | Conventional Generation Total | 61227.706 | 55062.7083 | 56499.0933 | 60358.0599 | 61295.7417 | Conventional Generation Total | 63580 | 52102 | 55818 | 51351 | 45315 | Conventional Generation Total | 49119.5995 | 48625.1111 | 49393.0062 | 40833.7096 | 40148.2353
Hydro | 37005 | 37465 | 36993 | 36560 | 37381 | Hydro | 28007.1808 | 28113.582 | 27869.1411 | 27608.3609 | 27945.3542 | Hydro | 7000 | 7312 | 7173 | 7032 | 7484 | Hydro | 1998.2676 | 2039.9941 | 1950.028 | 1920.314 | 1951.1722
Solar PV | 28995 | 28187 | 29564 | 29555 | 28775 | Solar PV | 15372.4773 | 14516.633 | 15893.5244 | 15885.6448 | 15105.3658 | Solar PV | 6227 | 6227 | 6227 | 6225 | 6225 | Solar PV | 7395.561 | 7443.9853 | 7443.9853 | 7443.9853 | 7443.9853
Onshore Wind | 18300 | 18187 | 18974 | 18459 | 18401 | Onshore Wind | 11986.5548 | 11873.233 | 12660.9409 | 12316.7605 | 12349.4593 | Onshore Wind | 5528 | 5528 | 5528 | 5357 | 5266 | Onshore Wind | 785.4449 | 785.4449 | 785.4449 | 785.4449 | 785.4449
New Solar PV | 0 | 0 | 0 | 10991 | 38372 | New Solar PV | 0 | 0 | 0 | 0 | 1757.9508 | New Solar PV | 0 | 0 | 0 | 5324.1125 | 22465.2129 | New Solar PV | 0 | 0 | 0 | 5667.3727 | 14148.7618
New Onshore Wind | 4023 | 40683 | 44413 | 51389 | 52945 | New Onshore Wind | 0 | 13575.103 | 13918.2462 | 13867.7682 | 13821.5352 | New Onshore Wind | 4022.6134 | 24225.238 | 27612.0742 | 34638.7051 | 36240.6983 | New Onshore Wind | 0 | 2882.4308 | 2882.4308 | 2882.4308 | 2882.4308
New Offshore Wind | 18034 | 22537 | 38142 | 38325 | 38297 | New Offshore Wind | 7592.6723 | 7369.298 | 7568.1801 | 7754.1354 | 7723.0369 | New Offshore Wind | 6361.9718 | 6361.9718 | 6361.9718 | 6358.2774 | 6361.5822 | New Offshore Wind | 4079.1159 | 8805.6615 | 24212.2239 | 24212.2239 | 24212.2239
Other RE | 9293 | 9012 | 9421 | 9502 | 9349 | Other RE | 2327.8913 | 2219.2271 | 2313.3729 | 2447.7221 | 2311.3334 | Other RE | 4611 | 4439 | 4789.7584 | 4733.7584 | 4712.7584 | Other RE | 2354.8349 | 2353.6189 | 2317.8429 | 2320.7265 | 2324.4645
Renewable Generation Total | 115650 | 156071 | 177507 | 194781 | 223520 | Renewable Generation Total | 65286.7765 | 77667.0761 | 80223.4056 | 79880.3919 | 81014.0357 | Renewable Generation Total | 33750.5852 | 54093.2098 | 57691.8044 | 69668.8534 | 88755.2519 | Renewable Generation Total | 16613.2243 | 24311.1356 | 39591.9558 | 45232.4981 | 53748.4835
Imports | 31069.9354 | 30833.34 | 31272.6931 | 31209.5224 | 31156.4088 | Imports Zone D (HQ) | 10250.829 | 10154.576 | 10358.1931 | 10305.7365 | 10253.5307 | Clean Energy Connect Import | 10512 | 10512 | 10512 | 10512 | 10512 | Total | 65732.8238 | 72936.2466 | 88984.9621 | 86066.2077 | 93896.7188
Total | 320647.9354 | 342695.34 | 370489.6931 | 378533.5224 | 401435.4088 | Imports Zone J (CHPE) | 10307.1064 | 10166.764 | 10402.5 | 10391.7859 | 10390.8781 | Total | 107842.5852 | 116707.2098 | 124021.8044 | 131531.8534 | 144582.2519
[6 empty] | Total | 147072.4179 | 153051.1244 | 157483.192 | 160935.9742 | 162954.1861
Case B - Policy Scenario without ECR/CCR
RGGI - Net Generation (GWh) | [5 empty] | New York - NYISO - Net Generation (GWh) | [5 empty] | ISO-NE - Net Generation (GWh) | [5 empty] | RGGI PJM - Net Generation (GWh)
| 2028 | 2030 | 2032 | 2035 | 2037 | NY | 2028 | 2030 | 2032 | 2035 | 2037 | ISONE | 2028 | 2030 | 2032 | 2035 | 2037 | RGGI PJM | 2028 | 2030 | 2032 | 2035 | 2037
Nuclear | 95469.0336 | 95260.0226 | 94585.325 | 83995.0111 | 85545.0463 | Nuclear | 26550.0352 | 26341.0242 | 25666.3266 | 25000 | 26550.0352 | Nuclear | 26724.9435 | 26724.9435 | 26724.9435 | 26724.9435 | 26724.9435 | Nuclear | 42194.0549 | 42194.0549 | 42194.0549 | 32270.0676 | 32270.0676
Coal | 0 | 0 | 0 | 0 | 0 | Coal | 0 | 0 | 0 | 0 | 0 | Coal | 0 | 0 | 0 | 0 | 0 | Coal | 0 | 0 | 0 | 0 | 0
Combined Cycle | 96079.1041 | 73514.3757 | 66356.0586 | 83057.2398 | 59842.4887 | Combined Cycle | 24877.5235 | 20669.7822 | 18867.6373 | 21259.6535 | 17581.0186 | Combined Cycle | 40117.7485 | 24306.491 | 26991.2092 | 32866.4304 | 19956.6327 | Combined Cycle | 31083.8321 | 28538.1025 | 20497.2121 | 28931.156 | 22304.8374
Combustion Turbine | 354.4459 | 193.6584 | 174.4313 | 117.1217 | 106.1436 | Combustion Turbine | 238.1794 | 120.8965 | 152.507 | 39.8487 | 72.7744 | Combustion Turbine | 8.3578 | 7.1373 | 10.5615 | 66.0071 | 12.0032 | Combustion Turbine | 107.9087 | 65.6246 | 11.3628 | 11.2659 | 21.366
Oil/Gas | 3902.0989 | 1997.9566 | 1936.0683 | 161.0906 | 142.2512 | Oil/Gas | 3822.1927 | 1923.6634 | 1891.8731 | 97.2 | 97.2 | Oil/Gas | 13.9062 | 13.9062 | 13.7068 | 33.4023 | 13.2192 | Oil/Gas | 66 | 60.387 | 30.4884 | 30.4884 | 31.832
New Combined Cycle | 0 | 0 | 0 | 0 | 0 | New Combined Cycle | 0 | 0 | 0 | 0 | 0 | New Combined Cycle | 0 | 0 | 0 | 0 | 0 | New Combined Cycle | 0 | 0 | 0 | 0 | 0
New Combustion Turbine | 0 | 216.6984 | 10.969 | 24.3118 | 77.337 | New Combustion Turbine | 0 | 0 | 0 | 0 | 0 | New Combustion Turbine | 0 | 0 | 0 | 0 | 0 | New Combustion Turbine | 0 | 216.6984 | 10.969 | 24.3118 | 77.337
Other | 49.056 | 49.056 | 49.056 | 49.056 | 49.056 | Other | 0 | 0 | 0 | 0 | 0 | Other | 49.056 | 49.056 | 49.056 | 49.056 | 49.056 | Other | 0 | 0 | 0 | 0 | 0
Conventional Generation Total | 195853.7386 | 171231.7677 | 163111.9083 | 167403.8312 | 145762.3228 | Conventional Generation Total | 55487.9308 | 49055.3663 | 46578.3441 | 46396.7022 | 44301.0282 | Conventional Generation Total | 66914.012 | 51101.534 | 53789.477 | 59739.8392 | 46755.8546 | Conventional Generation Total | 73451.7957 | 71074.8674 | 62744.0872 | 61267.2897 | 54705.44
Hydro | 36222.7733 | 36140.4747 | 36148.3892 | 37243.1418 | 36650.8397 | Hydro | 27085.716 | 27159.7328 | 27115.9644 | 28361.4709 | 27455.6013 | Hydro | 7203.6316 | 7048.968 | 7181.138 | 7006.318 | 7222.9833 | Hydro | 1933.4256 | 1931.7738 | 1851.2867 | 1875.3529 | 1972.2551
Solar PV | 29628.5788 | 29677.0031 | 29677.0031 | 29677.0031 | 29677.0031 | Solar PV | 16006.2238 | 16006.2238 | 16006.2238 | 16006.2238 | 16006.2238 | Solar PV | 6226.794 | 6226.794 | 6226.794 | 6226.794 | 6226.794 | Solar PV | 7395.561 | 7443.9853 | 7443.9853 | 7443.9853 | 7443.9853
Onshore Wind | 18015.4794 | 18015.4794 | 18015.4794 | 18015.4794 | 18015.4794 | Onshore Wind | 11702.198 | 11702.198 | 11702.198 | 11702.198 | 11702.198 | Onshore Wind | 5527.8366 | 5527.8366 | 5527.8366 | 5527.8366 | 5527.8366 | Onshore Wind | 785.4449 | 785.4449 | 785.4449 | 785.4449 | 785.4449
New Solar PV | 20235.5668 | 24679.7277 | 30786.3851 | 41475.1349 | 68965.7519 | New Solar PV | 20235.5668 | 24679.7277 | 30786.3851 | 38687.6873 | 47897.528 | New Solar PV | 0 | 0 | 0 | 2111.7064 | 11903.8697 | New Solar PV | 0 | 0 | 0 | 675.7411 | 9164.3542
New Onshore Wind | 3540.1322 | 32638.8276 | 39818.63 | 61712.5983 | 66474.9626 | New Onshore Wind | 389.5923 | 12434.4468 | 16457.685 | 22499.8893 | 26191.4771 | New Onshore Wind | 2222.1593 | 17335.5119 | 20492.076 | 34098.8268 | 35169.6033 | New Onshore Wind | 928.3806 | 2868.869 | 2868.869 | 5113.8822 | 5113.8822
New Offshore Wind | 27592.1292 | 49796.4309 | 104136.906 | 125154.9987 | 153409.6488 | New Offshore Wind | 17151.0415 | 25608.6653 | 33655.9419 | 45726.9791 | 52207.7109 | New Offshore Wind | 6361.9718 | 15382.1041 | 15382.1041 | 15382.1041 | 37156.0224 | New Offshore Wind | 4079.1159 | 8805.6615 | 55098.86 | 64045.9155 | 64045.9155
Other RE | 9645.7185 | 9193.9329 | 9184.8171 | 10121.1365 | 10015.5777 | Other RE | 2321.0556 | 2269.2837 | 2267.2343 | 3026.5813 | 2997.9096 | Other RE | 4655.4718 | 4582.5183 | 4600.3807 | 4777.3531 | 4699.8252 | Other RE | 2669.1912 | 2342.1309 | 2317.2021 | 2317.2021 | 2317.8429
Renewable Generation Total | 144880.3783 | 200141.8764 | 267767.61 | 323399.4927 | 383209.2632 | Renewable Generation Total | 94891.3941 | 119860.2781 | 137991.6326 | 166011.0297 | 184458.6488 | Renewable Generation Total | 32197.865 | 56103.7329 | 59410.3294 | 75130.939 | 107906.9344 | Renewable Generation Total | 17791.1192 | 24177.8654 | 70365.648 | 82257.524 | 90843.6801
Imports | 31275.8499 | 31275.8499 | 31275.8499 | 31275.8499 | 31275.8499 | Imports Zone D (HQ) | 10361.3499 | 10361.3499 | 10361.3499 | 10361.3499 | 10361.3499 | Clean Energy Connect Import | 10512 | 10512 | 10512 | 10512 | 10512 | Total | 91242.9149 | 95252.7328 | 133109.7352 | 143524.8138 | 145549.1201
Total | 372009.9667 | 402649.494 | 462155.3681 | 522079.1738 | 560247.436 | Imports Zone J (CHPE) | 10402.5 | 10402.5 | 10402.5 | 10402.5 | 10402.5 | Total | 109623.877 | 117717.2669 | 123711.8064 | 145382.7782 | 165174.789
[6 empty] | Total | 171143.1748 | 189679.4943 | 205333.8266 | 233171.5818 | 249523.5268

## Emissions
RGGI Program Review Scenarios
Released 07/01/25
Prepared by ICF
Case A Reference Scenario
Total CO2 Emissions [Million Tons]
| 2028 | 2030 | 2032 | 2035 | 2037 | Cumulative (2028-2037)
CT | 7.7564 | 6.9256 | 5.7791 | 4.3915 | 4.4527 | 55.1845
DE | 1.4503 | 2.8629 | 2.043 | 3.0686 | 3.141 | 26.6775
ME | 0.81213 | 0.08318 | 0.24643 | 0.52527 | 0.27758 | 3.85
MD | 3.9918 | 4.0348 | 4.2946 | 4.7703 | 4.2808 | 44.0125
MA | 5.6911 | 5.4874 | 5.1768 | 5.5841 | 5.1785 | 54.5347
NH | 1.1726 | 0.96905 | 1.2652 | 1.6077 | 1.3326 | 13.4044
NJ | 16.5121 | 15.4112 | 14.3104 | 17.42 | 17.1404 | 162.7757
NY | 15.0138 | 16.4894 | 17.7148 | 21.2206 | 22.7419 | 191.0466
RI | 2.5039 | 2.5409 | 2.6345 | 2.8555 | 2.5442 | 26.821
VT | 0 | 0 | 0 | 0 | 0 | 0
Canada Eastern Interconnect + Quebec | 14.8289 | 14.9805 | 16.0874 | 13.2918 | 13.3857 | 143.5173
New York - NYISO | 15.0138 | 16.4894 | 17.7148 | 21.2206 | 22.7419 | 191.0466
ISONE | 17.9362 | 16.0062 | 15.1021 | 14.9641 | 13.7856 | 153.7946
RGGI PJM | 21.9541 | 22.3089 | 20.648 | 25.2589 | 24.5621 | 233.4657
Total RGGI Affected Emissions | 54.9041 | 54.8045 | 53.4649 | 61.4436 | 61.0897 | 578.3069
CO2 Credit Price (2022$/Ton) | 2.4951 | 2.5053 | 2.5155 | 2.5153 | 2.5158
CO2 Credit Price (Nominal $/Ton) | 2.825 | 2.959 | 3.093 | 3.294 | 3.428
Total Eastern Interconnect Emissions | 991.2794 | 729.1249 | 602.0274 | 583.6053 | 518.8903 | 6506.8954
Case B Reference Scenario
Total CO2 Emissions [Million Tons]
| 2028 | 2030 | 2032 | 2035 | 2037 | Cumulative (2028-2037)
CT | 7.407 | 4.9458 | 4.615 | 3.6458 | 3.5661 | 44.6777
DE | 1.5212 | 1.7238 | 0.88454 | 1.0512 | 1.4046 | 12.3474
ME | 0.72302 | 0.25268 | 0.43494 | 0.60241 | 0.38086 | 4.8888
MD | 3.9703 | 3.8452 | 4.1734 | 4.2305 | 4.2821 | 41.2117
MA | 5.4746 | 4.9592 | 5.1265 | 5.3772 | 3.0222 | 50.1771
NH | 1.2487 | 0.96796 | 1.0681 | 1.7423 | 0.8113 | 13.1013
NJ | 16.6228 | 16.0425 | 13.1667 | 16.372 | 17.8195 | 158.3486
NY | 10.267 | 7.6549 | 7.3869 | 6.7626 | 5.9357 | 73.3367
RI | 2.4282 | 2.2156 | 1.9376 | 2.5177 | 1.4445 | 22.2498
VT | 0 | 0 | 0 | 0 | 0 | 0
Canada Eastern Interconnect + Quebec | 14.187 | 14.3476 | 15.5552 | 13.4593 | 13.9611 | 141.7909
New York - NYISO | 10.267 | 7.6549 | 7.3869 | 6.7626 | 5.9357 | 73.3367
ISONE | 17.2815 | 13.3412 | 13.1822 | 13.8854 | 9.2249 | 135.0947
RGGI PJM | 22.1143 | 21.6115 | 18.2247 | 21.6537 | 23.5063 | 211.9077
Total RGGI Affected Emissions | 49.6629 | 42.6076 | 38.7938 | 42.3017 | 38.6668 | 420.3391
CO2 Credit Price (2022$/Ton) | 2.4951 | 2.5053 | 2.5155 | 2.5153 | 2.5158
CO2 Credit Price (Nominal $/Ton) | 2.825 | 2.959 | 3.093 | 3.294 | 3.428
Total Eastern Interconnect Emissions | 964.5876 | 745.0951 | 589.2722 | 565.0594 | 501.8282 | 6395.3882
Case A Policy Scenario
Total CO2 Emissions [Million Tons]
| 2028 | 2030 | 2032 | 2035 | 2037 | Cumulative (2028-2037)
CT | 7.0735 | 3.9527 | 4.6822 | 3.0261 | 2.9576 | 39.4053
DE | 0.25846 | 0.32126 | 0.3256 | 0.33511 | 0.33511 | 3.2278
ME | 0.29802 | 0 | 0.22615 | 0.23363 | 0 | 1.6848
MD | 0.75117 | 0.5437 | 1.1542 | 1.6374 | 0.95136 | 11.6479
MA | 4.9691 | 3.7208 | 4.209 | 4.2706 | 3.0896 | 41.0009
NH | 0.68776 | 0.65742 | 0.93775 | 0.94209 | 0.23626 | 7.8827
NJ | 5.956 | 5.4762 | 5.1304 | 5.8504 | 5.8285 | 56.3993
NY | 12.1634 | 10.1924 | 10.5963 | 12.4871 | 12.9727 | 116.6621
RI | 2.4332 | 2.1456 | 2.4935 | 2.4248 | 1.6284 | 23.039
VT | 0 | 0 | 0 | 0 | 0 | 0
Canada Eastern Interconnect + Quebec | 15.3602 | 15.0287 | 16.7433 | 13.5529 | 14.9395 | 148.0553
New York - NYISO | 12.1634 | 10.1924 | 10.5963 | 12.4871 | 12.9727 | 116.6621
ISONE | 15.4616 | 10.4766 | 12.5486 | 10.8972 | 7.9119 | 113.0127
RGGI PJM | 6.9656 | 6.3412 | 6.6102 | 7.8229 | 7.115 | 71.275
Total RGGI Affected Emissions | 34.5906 | 27.0102 | 29.7551 | 31.2073 | 27.9995 | 300.9499
CO2 Credit Price (2022$/Ton) | 19.3974 | 20.9877 | 22.7125 | 25.5701 | 28.1976
CO2 Credit Price (Nominal $/Ton) | 21.9735 | 24.784 | 27.9591 | 33.5017 | 38.5121
Total Eastern Interconnect Emissions | 993.0096 | 721.9652 | 596.8468 | 572.9474 | 502.0617 | 6424.4849
Case B Policy Scenario
Total CO2 Emissions [Million Tons]
| 2028 | 2030 | 2032 | 2035 | 2037 | Cumulative (2028-2037)
CT | 7.1078 | 3.2403 | 3.3492 | 3.5801 | 3.3629 | 37.97
DE | 1.2663 | 1.1162 | 0.33966 | 0.48007 | 0.38135 | 6.4797
ME | 0.46861 | 0.20614 | 0.36437 | 0.51257 | 0.24172 | 3.9016
MD | 3.0408 | 3.1297 | 3.2047 | 4.0389 | 1.8945 | 33.7596
MA | 5.2859 | 3.7336 | 4.2031 | 5.1292 | 2.3173 | 43.9933
NH | 1.0257 | 0.77354 | 1.0142 | 1.5799 | 0.74915 | 11.6698
NJ | 11.4107 | 9.9404 | 7.1419 | 8.9447 | 7.3674 | 88.7215
NY | 9.5843 | 6.6272 | 5.7261 | 5.5678 | 5.0753 | 61.6373
RI | 2.3989 | 1.7316 | 1.8836 | 2.4933 | 1.3276 | 20.93
VT | 0 | 0 | 0 | 0 | 0 | 0
Canada Eastern Interconnect + Quebec | 14.7888 | 15.016 | 16.3431 | 13.7618 | 14.18 | 146.734
New York - NYISO | 9.5843 | 6.6272 | 5.7261 | 5.5678 | 5.0753 | 61.6373
ISONE | 16.2868 | 9.6852 | 10.8144 | 13.295 | 7.9986 | 118.4647
RGGI PJM | 15.7178 | 14.1863 | 10.6862 | 13.4637 | 9.6432 | 128.9607
Total RGGI Affected Emissions | 41.5889 | 30.4987 | 27.2267 | 32.3265 | 22.7171 | 309.0627
CO2 Credit Price (2022$/Ton) | 8.5497 | 9.3875 | 10.3077 | 11.8605 | 13.0282
CO2 Credit Price (Nominal $/Ton) | 9.6851 | 11.0855 | 12.6887 | 15.5396 | 17.7939
Total Eastern Interconnect Emissions | 965.1006 | 746.0522 | 586.3731 | 566.4523 | 488.0647 | 6383.8251
Case A - Policy Scenario without ECR/CCR
Total CO2 Emissions [Million Tons]
| 2028 | 2030 | 2032 | 2035 | 2037 | Cumulative (2028-2037)
CT | 6.7 | 3.6 | 3.9 | 3 | 2.7 | 36.4
DE | 0.3 | 0.3 | 0.3 | 0.3 | 0.3 | 3
ME | 0.1 | 0 | 0.2 | 0 | 0 | 0.5
MD | 0.5 | 0.5 | 1 | 1 | 0.4 | 7.9
MA | 4.7 | 3.4 | 3.9 | 3.6 | 2.5 | 36.2
NH | 0.6 | 0.6 | 0.9 | 0.6 | 0 | 6
NJ | 5 | 4.7 | 4.7 | 5.2 | 5.5 | 50.1
NY | 11.7 | 9.4 | 9.5 | 11.2 | 11.8 | 106.1
RI | 2.4 | 2.1 | 2.4 | 2.2 | 1.6 | 21.8
VT | 0 | 0 | 0 | 0 | 0 | 0
Canada Eastern Interconnect + Quebec | 15.7 | 15.5 | 16.7 | 13.9 | 15.1 | 150.8
New York - NYISO | 11.7 | 9.4 | 9.5 | 11.2 | 11.8 | 106.1
ISONE | 14.5 | 9.7 | 11.3 | 9.4 | 6.8 | 100.9
RGGI PJM | 5.8 | 5.5 | 6 | 6.5 | 6.2 | 61
Total RGGI Affected Emissions | 32 | 24.6 | 26.8 | 27.1 | 24.8 | 268
CO2 Credit Price (2022$/Ton) | 23.7362 | 25.3826 | 27.1432 | 29.9992 | 33.1922
CO2 Credit Price (Nominal $/Ton) | 26.8884 | 29.9738 | 33.4133 | 39.3047 | 45.3339
Total Eastern Interconnect Emissions | 993.1184 | 721.7828 | 595.4757 | 571.7493 | 500.5841 | 6415.2166
Case B - Policy Scenario without ECR/CCR
Total CO2 Emissions [Million Tons]
| 2028 | 2030 | 2032 | 2035 | 2037 | Cumulative (2028-2037)
CT | 7.1 | 3.3 | 3.3 | 3.6 | 3.3 | 38
DE | 1.4 | 1.2 | 0.3 | 0.6 | 0.4 | 7.2
ME | 0.5 | 0.2 | 0.4 | 0.6 | 0.2 | 4.3
MD | 3.2 | 3.4 | 3.4 | 4.1 | 2.5 | 35.7
MA | 5.3 | 3.8 | 4.2 | 5.1 | 2.4 | 44.1
NH | 1.1 | 0.8 | 1 | 1.6 | 0.7 | 11.8
NJ | 11.6 | 10.6 | 7.8 | 10.3 | 8.6 | 98.2
NY | 9.7 | 6.8 | 6 | 5.8 | 5.2 | 63.7
RI | 2.4 | 1.7 | 1.9 | 2.5 | 1.3 | 20.9
VT | 0 | 0 | 0 | 0 | 0 | 0
Canada Eastern Interconnect + Quebec | 14.8 | 15 | 16.3 | 13.7 | 14.1 | 146.3
New York - NYISO | 9.7 | 6.8 | 6 | 5.8 | 5.2 | 63.7
ISONE | 16.4 | 9.8 | 10.8 | 13.4 | 7.9 | 119.1
RGGI PJM | 16.2 | 15.2 | 11.5 | 15 | 11.5 | 141.1
Total RGGI Affected Emissions | 42.3 | 31.8 | 28.3 | 34.2 | 24.6 | 323.9
CO2 Credit Price (2022$/Ton) | 7.8871 | 8.4341 | 9.0192 | 9.968 | 11.0291
CO2 Credit Price (Nominal $/Ton) | 8.9345 | 9.9597 | 11.1026 | 13.06 | 15.0635
Total Eastern Interconnect Emissions | 965.2439 | 745.9176 | 586.4609 | 566.1527 | 489.3529 | 6383.9644

## Fuel Consumption
RGGI Program Review Scenarios
Released 07/01/25
Prepared by ICF
Case A Reference Scenario
Coal Consumption (TBtu) | [5 empty] | Annual Gas Consumption (TBtu)
| 2028 | 2030 | 2032 | 2035 | 2037 |  | 2028 | 2030 | 2032 | 2035 | 2037
New York - NYISO | 0 | 0 | 0 | 0 | 0 | New York - NYISO | 304.6146 | 329.3893 | 350.5248 | 411.1856 | 450.9085
ISONE | 0 | 0 | 0 | 0 | 0 | ISONE | 309.4459 | 276.4659 | 260.9267 | 258.5307 | 238.2664
RGGI PJM | 0 | 0 | 0 | 0 | 0 | RGGI PJM | 322.9121 | 329.6372 | 301.0179 | 379.3028 | 365.873
Total | 0 | 0 | 0 | 0 | 0 | Total | 936.9726 | 935.4924 | 912.4694 | 1049.0191 | 1055.0479
Case B Reference Scenario
Coal Consumption (TBtu) | [5 empty] | Annual Gas Consumption (TBtu)
| 2028 | 2030 | 2032 | 2035 | 2037 |  | 2028 | 2030 | 2032 | 2035 | 2037
New York - NYISO | 0 | 0 | 0 | 0 | 0 | New York - NYISO | 220.753 | 175.984 | 171.3867 | 158.9408 | 134.4313
ISONE | 0 | 0 | 0 | 0 | 0 | ISONE | 298.3159 | 230.5498 | 227.9028 | 240.1108 | 159.1865
RGGI PJM | 0 | 0 | 0 | 0 | 0 | RGGI PJM | 327.084 | 319.2034 | 260.9838 | 320.7502 | 363.9291
Total | 0 | 0 | 0 | 0 | 0 | Total | 846.1529 | 725.7373 | 660.2733 | 719.8018 | 657.5469
Case A Policy Scenario
Coal Consumption (TBtu) | [5 empty] | Annual Gas Consumption (TBtu)
| 2028 | 2030 | 2032 | 2035 | 2037 |  | 2028 | 2030 | 2032 | 2035 | 2037
New York - NYISO | 0 | 0 | 0 | 0 | 0 | New York - NYISO | 257.2175 | 227.0076 | 234.0861 | 264.9155 | 275.1052
ISONE | 0 | 0 | 0 | 0 | 0 | ISONE | 275.2898 | 190.0305 | 226.5799 | 197.5207 | 145.6125
RGGI PJM | 0 | 0 | 0 | 0 | 0 | RGGI PJM | 70.2925 | 58.4659 | 63.7462 | 84.432 | 72.1289
Total | 0 | 0 | 0 | 0 | 0 | Total | 602.7999 | 475.504 | 524.4123 | 546.8683 | 492.8466
Case B Policy Scenario
Coal Consumption (TBtu) | [5 empty] | Annual Gas Consumption (TBtu)
| 2028 | 2030 | 2032 | 2035 | 2037 |  | 2028 | 2030 | 2032 | 2035 | 2037
New York - NYISO | 0 | 0 | 0 | 0 | 0 | New York - NYISO | 209.5922 | 158.8789 | 143.691 | 140.3598 | 117.1244
ISONE | 0 | 0 | 0 | 0 | 0 | ISONE | 281.9185 | 169.0167 | 188.6927 | 231.9323 | 139.0579
RGGI PJM | 0 | 0 | 0 | 0 | 0 | RGGI PJM | 218.5375 | 192.9547 | 132.4252 | 181.7301 | 132.0055
Total | 0 | 0 | 0 | 0 | 0 | Total | 710.0482 | 520.8503 | 464.8089 | 554.0223 | 388.1879
Case A - Policy Scenario without ECR/CCR
Coal Consumption (TBtu) | [5 empty] | Annual Gas Consumption (TBtu)
| 2028 | 2030 | 2032 | 2035 | 2037 |  | 2028 | 2030 | 2032 | 2035 | 2037
New York - NYISO | 0 | 0 | 0 | 0 | 0 | New York - NYISO | 251.921 | 213.1747 | 217.7762 | 245.6768 | 256.335
ISONE | 0 | 0 | 0 | 0 | 0 | ISONE | 261.3169 | 180.4014 | 207.5745 | 173.0924 | 129.8664
RGGI PJM | 0 | 0 | 0 | 0 | 0 | RGGI PJM | 50.0453 | 46.5918 | 52.5891 | 61.9137 | 57.429
Total | 0 | 0 | 0 | 0 | 0 | Total | 563.2832 | 440.1679 | 477.9398 | 480.683 | 443.6304
Case B - Policy Scenario without ECR/CCR
Coal Consumption (TBtu) | [5 empty] | Annual Gas Consumption (TBtu)
| 2028 | 2030 | 2032 | 2035 | 2037 |  | 2028 | 2030 | 2032 | 2035 | 2037
New York - NYISO | 0 | 0 | 0 | 0 | 0 | New York - NYISO | 211.4249 | 161.4724 | 147.6059 | 144.7221 | 121.1382
ISONE | 0 | 0 | 0 | 0 | 0 | ISONE | 282.8701 | 170.6607 | 190.5186 | 235.1299 | 140.3546
RGGI PJM | 0 | 0 | 0 | 0 | 0 | RGGI PJM | 225.0213 | 208.1366 | 147.3275 | 208.2179 | 161.1672
Total | 0 | 0 | 0 | 0 | 0 | Total | 719.3164 | 540.2697 | 485.452 | 588.0699 | 422.66

## Prices
RGGI Program Review Scenarios
Released 07/01/25
Prepared by ICF
Note: Energy Prices refer to firm energy prices where applicable
Case A Reference Scenario
Energy Prices (2022$/MWh) | [5 empty] | Natural Gas Prices (2022$/MMBtu)
| 2028 | 2030 | 2032 | 2035 | 2037 |  | 2028 | 2030 | 2032 | 2035 | 2037
New York - NYISO | 25.8003 | 25.0132 | 27.7509 | 33.2309 | 33.6533 | Henry Hub | 3.14 | 2.99 | 3.31 | 3.83 | 3.9
ISO-NE | 36.7505 | 33.3842 | 40.7433 | 47.3271 | 49.0142
RGGI PJM | 49.4888 | 42.7008 | 45.6531 | 50.979 | 46.6691
RGGI | 38.0485 | 35.0419 | 39.4926 | 45.3997 | 45.2519
Energy Prices (Nominal $/MWh) | [5 empty] | Natural Gas Prices (Nominal $/MMBtu)
| 2028 | 2030 | 2032 | 2035 | 2037 |  | 2028 | 2030 | 2032 | 2035 | 2037
New York - NYISO | 30.4671 | 30.7911 | 35.6112 | 45.3867 | 47.9143 | Henry Hub | 3.708 | 3.6807 | 4.2475 | 5.231 | 5.5527
ISO-NE | 43.398 | 41.0959 | 52.2835 | 64.6392 | 69.7847
RGGI PJM | 58.4404 | 52.5647 | 58.5841 | 69.6269 | 66.4457
RGGI | 44.9308 | 43.1365 | 50.6786 | 62.0068 | 64.4279
Case B Reference Scenario
Energy Prices (2022$/MWh) | [5 empty] | Natural Gas Prices (2022$/MMBtu)
| 2028 | 2030 | 2032 | 2035 | 2037 |  | 2028 | 2030 | 2032 | 2035 | 2037
New York - NYISO | 24.3249 | 21.6859 | 22.7919 | 23.0823 | 22.3125 | Henry Hub | 3.14 | 2.99 | 3.31 | 3.83 | 3.9
ISO-NE | 37.6003 | 34.4819 | 38.0221 | 53.1651 | 48.8357
RGGI PJM | 46.3439 | 48.0709 | 45.9705 | 50.3401 | 44.1305
RGGI | 34.2909 | 32.448 | 36.3137 | 45.2446 | 41.682
Energy Prices (Nominal $/MWh) | [5 empty] | Natural Gas Prices (Nominal $/MMBtu)
| 2028 | 2030 | 2032 | 2035 | 2037 |  | 2028 | 2030 | 2032 | 2035 | 2037
New York - NYISO | 28.7248 | 26.6953 | 29.2476 | 31.5258 | 31.7677 | Henry Hub | 3.708 | 3.6807 | 4.2475 | 5.231 | 5.5527
ISO-NE | 44.4014 | 42.4472 | 48.7915 | 72.6127 | 69.5304
RGGI PJM | 54.7266 | 59.1752 | 58.9913 | 68.7543 | 62.8314
RGGI | 40.4934 | 39.9434 | 46.5993 | 61.7949 | 59.3452
Case A Policy Scenario
Energy Prices (2022$/MWh) | [5 empty] | Natural Gas Prices (2022$/MMBtu)
| 2028 | 2030 | 2032 | 2035 | 2037 |  | 2028 | 2030 | 2032 | 2035 | 2037
New York - NYISO | 31.2925 | 28.5551 | 31.7895 | 38.7187 | 39.8523 | Henry Hub | 3.14 | 2.99 | 3.31 | 3.83 | 3.9
ISO-NE | 42.552 | 38.4301 | 48.5979 | 56.2129 | 53.3649
RGGI PJM | 47.2613 | 48.7983 | 48.0753 | 52.8787 | 48.2624
RGGI | 41.8046 | 39.6072 | 44.6164 | 51.6935 | 50.0269
Energy Prices (Nominal $/MWh) | [5 empty] | Natural Gas Prices (Nominal $/MMBtu)
| 2028 | 2030 | 2032 | 2035 | 2037 |  | 2028 | 2030 | 2032 | 2035 | 2037
New York - NYISO | 36.9527 | 35.1513 | 40.7936 | 52.8819 | 56.7402 | Henry Hub | 3.708 | 3.6807 | 4.2475 | 5.231 | 5.5527
ISO-NE | 50.2488 | 47.3074 | 62.3629 | 76.7754 | 75.9789
RGGI PJM | 55.81 | 60.0706 | 61.6923 | 72.2216 | 68.7142
RGGI | 49.3662 | 48.7565 | 57.2537 | 70.6028 | 71.2265
Case B Policy Scenario
Energy Prices (2022$/MWh) | [5 empty] | Natural Gas Prices (2022$/MMBtu)
| 2028 | 2030 | 2032 | 2035 | 2037 |  | 2028 | 2030 | 2032 | 2035 | 2037
New York - NYISO | 26.1944 | 22.8183 | 24.1091 | 25.0432 | 24.3625 | Henry Hub | 3.14 | 2.99 | 3.31 | 3.83 | 3.9
ISO-NE | 40.0613 | 36.314 | 39.6949 | 54.9869 | 49.8897
RGGI PJM | 46.6742 | 48.6767 | 46.8223 | 50.2554 | 44.3686
RGGI | 35.506 | 33.0277 | 37.2642 | 46.4589 | 42.896
Energy Prices (Nominal $/MWh) | [5 empty] | Natural Gas Prices (Nominal $/MMBtu)
| 2028 | 2030 | 2032 | 2035 | 2037 |  | 2028 | 2030 | 2032 | 2035 | 2037
New York - NYISO | 30.9324 | 28.0893 | 30.9379 | 34.204 | 34.6865 | Henry Hub | 3.708 | 3.6807 | 4.2475 | 5.231 | 5.5527
ISO-NE | 47.3076 | 44.7025 | 50.9382 | 75.1009 | 71.0311
RGGI PJM | 55.1166 | 59.921 | 60.0844 | 68.6387 | 63.1704
RGGI | 41.9283 | 40.6571 | 47.819 | 63.4534 | 61.0738
Case A - Policy Scenario without ECR/CCR
Energy Prices (2022$/MWh) | [5 empty] | Natural Gas Prices (2022$/MMBtu)
| 2028 | 2030 | 2032 | 2035 | 2037 |  | 2028 | 2030 | 2032 | 2035 | 2037
New York - NYISO | 32.341 | 29.4983 | 32.4897 | 39.5259 | 40.8609 | Henry Hub | 3.14 | 2.99 | 3.31 | 3.83 | 3.9
ISO-NE | 43.9486 | 39.6325 | 49.6443 | 57.2901 | 53.8287
RGGI PJM | 47.3548 | 48.992 | 48.3176 | 53.1202 | 48.5505
RGGI | 42.8008 | 40.1236 | 45.3303 | 52.4338 | 50.6906
Energy Prices (Nominal $/MWh) | [5 empty] | Natural Gas Prices (Nominal $/MMBtu)
| 2028 | 2030 | 2032 | 2035 | 2037 |  | 2028 | 2030 | 2032 | 2035 | 2037
New York - NYISO | 38.1909 | 36.3124 | 41.6922 | 53.9843 | 58.1763 | Henry Hub | 3.708 | 3.6807 | 4.2475 | 5.231 | 5.5527
ISO-NE | 51.8981 | 48.7875 | 63.7057 | 78.2466 | 76.6393
RGGI PJM | 55.9204 | 60.3091 | 62.0032 | 72.5514 | 69.1244
RGGI | 50.5426 | 49.392 | 58.1698 | 71.614 | 72.1714
Case B - Policy Scenario without ECR/CCR
Energy Prices (2022$/MWh) | [5 empty] | Natural Gas Prices (2022$/MMBtu)
| 2028 | 2030 | 2032 | 2035 | 2037 |  | 2028 | 2030 | 2032 | 2035 | 2037
New York - NYISO | 25.9993 | 22.6864 | 23.8672 | 24.6833 | 23.9145 | Henry Hub | 3.14 | 2.99 | 3.31 | 3.83 | 3.9
ISO-NE | 39.8516 | 36.0117 | 39.3685 | 54.5106 | 49.5878
RGGI PJM | 46.5791 | 48.5812 | 46.7413 | 50.2554 | 44.2917
RGGI | 35.3502 | 32.926 | 34.7604 | 40.2606 | 37.0301
Energy Prices (Nominal $/MWh) | [5 empty] | Natural Gas Prices (Nominal $/MMBtu)
| 2028 | 2030 | 2032 | 2035 | 2037 |  | 2028 | 2030 | 2032 | 2035 | 2037
New York - NYISO | 30.702 | 27.9269 | 30.6274 | 33.7124 | 34.0486 | Henry Hub | 3.708 | 3.6807 | 4.2475 | 5.231 | 5.5527
ISO-NE | 47.06 | 44.3303 | 50.5193 | 74.4504 | 70.6012
RGGI PJM | 55.0044 | 59.8033 | 59.9805 | 68.6387 | 63.0609
RGGI | 41.7444 | 40.5319 | 44.606 | 54.9878 | 52.7221

## Transmission
RGGI Program Review Scenarios
Released 07/01/25
Prepared by ICF
Case A Reference Scenario
NYISO - Transmission Flows (TWh) | [5 empty] | ISO-NE - Transmission Flows (TWh) | [5 empty] | RGGI PJM - Transmission Flows (TWh)
| 2028 | 2030 | 2032 | 2035 | 2037 |  | 2028 | 2030 | 2032 | 2035 | 2037 |  | 2028 | 2030 | 2032 | 2035 | 2037
Imports from Canada | 20.5552 | 20.7113 | 23.201 | 22.4763 | 26.906 | Imports from Canada | 19.0355 | 18.5216 | 18.6033 | 20.8612 | 20.679 | Net import | 51.1883 | 45.5484 | 40.0391 | 48.3337 | 53.5669
Imports from ISO-NE | 0.43239 | 0.69987 | 0.56221 | 0.96598 | 1.0562 | Imports from NY | 6.2976 | 6.4188 | 4.9215 | 4.48 | 4.7079
Imports from PJM - Non-RGGI | 0.74557 | 0.74572 | 0.78373 | 0.53225 | 1.2997 | Exports to Canada | 0.33192 | 3.2697 | 2.6791 | 1.3358 | 1.6859
Imports from PJM - RGGI | 3.6754 | 3.6241 | 4.6202 | 6.9441 | 6.7198 | Exports to NY | 0.43239 | 0.69987 | 0.56221 | 0.96598 | 1.0562
Exports to Canada | 4.8261 | 5.222 | 5.6505 | 3.5495 | 4.8522 | Net | 24.5688 | 20.9708 | 20.2835 | 23.0394 | 22.6449
Exports to ISO-NE | 6.2976 | 6.4188 | 4.9215 | 4.48 | 4.7079 | *Imports from Canada include flows from NECEC
Exports to PJM - Non-RGGI | 0.36713 | 0.45807 | 0.16233 | 0.28544 | 0.44891
Exports to PJM - RGGI | 0.50258 | 0.54239 | 0.49943 | 0.557 | 0.51552
Net | 13.4151 | 13.1398 | 17.9334 | 22.0466 | 25.4571
*Imports from Canada include flows from CHPE and HQ
Case B Reference Scenario
NYISO - Transmission Flows (TWh) | [5 empty] | ISO-NE - Transmission Flows (TWh) | [5 empty] | RGGI PJM - Transmission Flows (TWh)
| 2028 | 2030 | 2032 | 2035 | 2037 |  | 2028 | 2030 | 2032 | 2035 | 2037 |  | 2028 | 2030 | 2032 | 2035 | 2037
Imports from Canada | 22.4799 | 21.704 | 23.5429 | 24.5278 | 26.9199 | Imports from Canada | 18.2171 | 17.1102 | 17.4329 | 20.524 | 20.0046 | Net import | 46.5863 | 44.7792 | 11.2875 | 10.3793 | 10.773
Imports from ISO-NE | 0.69977 | 0.8868 | 0.95086 | 1.4835 | 3.136 | Imports from NY | 8.0165 | 7.6152 | 7.9178 | 7.0252 | 7.5606
Imports from PJM - Non-RGGI | 2.1914 | 1.575 | 0.98519 | 0.96967 | 1.3415 | Exports to Canada | 0.1958 | 0.67419 | 0.29377 | 1.0007 | 0.53961
Imports from PJM - RGGI | 6.9943 | 3.9765 | 3.4451 | 4.3496 | 3.7956 | Exports to NY | 0.69977 | 0.8868 | 0.95086 | 1.4835 | 3.136
Exports to Canada | 7.328 | 9.3159 | 9.3231 | 9.1143 | 9.3562 | Net | 25.338 | 23.1644 | 24.1061 | 25.065 | 23.8896
Exports to ISO-NE | 8.0165 | 7.6152 | 7.9178 | 7.0252 | 7.5606 | *Imports from Canada include flows from NECEC
Exports to PJM - Non-RGGI | 1.0172 | 1.5706 | 1.65 | 1.889 | 1.813
Exports to PJM - RGGI | 0.84174 | 2.5945 | 2.9393 | 4.2425 | 4.7307
Net | 15.1619 | 7.0462 | 7.0938 | 9.0596 | 11.7325
*Imports from Canada include flows from CHPE and HQ
Case A Policy Scenario
NYISO - Transmission Flows (TWh) | [5 empty] | ISO-NE - Transmission Flows (TWh) | [5 empty] | RGGI PJM - Transmission Flows (TWh)
| 2028 | 2030 | 2032 | 2035 | 2037 |  | 2028 | 2030 | 2032 | 2035 | 2037 |  | 2028 | 2030 | 2032 | 2035 | 2037
Imports from Canada | 21.1535 | 20.6837 | 24.4581 | 25.2181 | 29.8127 | Imports from Canada | 20.0133 | 19.2621 | 20.4788 | 23.2088 | 23.125 | Net import | 84.96 | 82.46 | 71.73 | 81.52 | 81.44
Imports from ISO-NE | 0.5202 | 0.51669 | 0.47995 | 0.8758 | 1.0256 | Imports from NY | 7.1204 | 7.0564 | 6.7652 | 5.8346 | 4.7338
Imports from PJM - Non-RGGI | 2.8467 | 1.4403 | 1.5678 | 1.7622 | 3.1764 | Exports to Canada | 0.15077 | 3.1111 | 2.3574 | 1.064 | 1.5119
Imports from PJM - RGGI | 6.4621 | 5.3851 | 6.1867 | 9.9663 | 10.2726 | Exports to NY | 0.5202 | 0.51669 | 0.47995 | 0.8758 | 1.0256
Exports to Canada | 3.8101 | 4.4237 | 3.9846 | 2.4866 | 2.8729 | Net | 26.4628 | 22.6907 | 24.4068 | 27.1035 | 25.3213
Exports to ISO-NE | 7.1204 | 7.0564 | 6.7652 | 5.8346 | 4.7338 | *Imports from Canada include flows from NECEC
Exports to PJM - Non-RGGI | 0.3595 | 0.21249 | 0.19958 | 0.13816 | 0.21254
Exports to PJM - RGGI | 0.26428 | 0.54364 | 0.46434 | 0.38018 | 0.37763
Net | 19.4282 | 15.7896 | 21.2788 | 28.983 | 36.0905
*Imports from Canada include flows from CHPE and HQ
Case B Policy Scenario
NYISO - Transmission Flows (TWh) | [5 empty] | ISO-NE - Transmission Flows (TWh) | [5 empty] | RGGI PJM - Transmission Flows (TWh)
| 2028 | 2030 | 2032 | 2035 | 2037 |  | 2028 | 2030 | 2032 | 2035 | 2037 |  | 2028 | 2030 | 2032 | 2035 | 2037
Imports from Canada | 23.0025 | 22.1961 | 25.0075 | 25.2902 | 27.5568 | Imports from Canada | 19.1035 | 17.6055 | 18.4468 | 21.5337 | 20.9741 | Net import | 61.62 | 62.56 | 29.45 | 28.65 | 32.98
Imports from ISO-NE | 0.70506 | 0.8469 | 0.94726 | 1.5245 | 3.1622 | Imports from NY | 8.1872 | 7.2496 | 7.7356 | 7.0099 | 7.3971
Imports from PJM - Non-RGGI | 2.7762 | 2.2779 | 1.4907 | 1.5587 | 1.9314 | Exports to Canada | 0.13369 | 0.64847 | 0.21601 | 0.9152 | 0.42496
Imports from PJM - RGGI | 6.8748 | 3.7234 | 3.6231 | 4.3506 | 4.0835 | Exports to NY | 0.70506 | 0.8469 | 0.94726 | 1.5245 | 3.1622
Exports to Canada | 6.3813 | 8.5994 | 8.6801 | 8.6538 | 9.1975 | Net | 26.452 | 23.3598 | 25.0191 | 26.1038 | 24.784
Exports to ISO-NE | 8.1872 | 7.2496 | 7.7356 | 7.0099 | 7.3971 | *Imports from Canada include flows from NECEC
Exports to PJM - Non-RGGI | 0.91552 | 1.488 | 1.65 | 1.65 | 1.6454
Exports to PJM - RGGI | 1.1627 | 2.291 | 1.9112 | 3.6657 | 4.1526
Net | 16.7118 | 9.4164 | 11.0917 | 11.7447 | 14.3414
*Imports from Canada include flows from CHPE and HQ
Case A - Policy Scenario without ECR/CCR
NYISO - Transmission Flows (TWh) | [5 empty] | ISO-NE - Transmission Flows (TWh) | [5 empty] | RGGI PJM - Transmission Flows (TWh)
| 2028 | 2030 | 2032 | 2035 | 2037 |  | 2028 | 2030 | 2032 | 2035 | 2037 |  | 2028 | 2030 | 2032 | 2035 | 2037
Imports from Canada | 21.2271 | 20.6893 | 24.6407 | 25.7216 | 29.7362 | Imports from Canada | 20.5746 | 20.3993 | 20.5742 | 25.1452 | 23.5211 | Net import | 87.0108 | 83.2433 | 72.5189 | 83.6103 | 82.5586
Imports from ISO-NE | 0.51784 | 0.4929 | 0.54372 | 0.86758 | 0.98507 | Imports from NY | 7.5752 | 7.3748 | 6.784 | 5.9094 | 4.6206
Imports from PJM - Non-RGGI | 3.7253 | 1.4784 | 1.7947 | 2.1112 | 3.4807 | Exports to Canada | 0.12554 | 3.0837 | 2.3131 | 1.0044 | 1.2869
Imports from PJM - RGGI | 6.7748 | 6.4733 | 6.6578 | 10.6017 | 10.6568 | Exports to NY | 0.51784 | 0.4929 | 0.54372 | 0.86758 | 0.98507
Exports to Canada | 3.7346 | 4.3652 | 3.9802 | 2.3676 | 2.7854 | Net | 27.5064 | 24.1976 | 24.5014 | 29.1825 | 25.8698
Exports to ISO-NE | 7.5752 | 7.3748 | 6.784 | 5.9094 | 4.6206 | *Imports from Canada include flows from NECEC
Exports to PJM - Non-RGGI | 0.3595 | 0.20526 | 0.21441 | 0.12947 | 0.20123
Exports to PJM - RGGI | 0.26428 | 0.5452 | 0.43172 | 0.32864 | 0.34547
Net | 20.3115 | 16.6434 | 22.2266 | 30.567 | 36.9061
*Imports from Canada include flows from CHPE and HQ
Case B - Policy Scenario without ECR/CCR
NYISO - Transmission Flows (TWh) | [5 empty] | ISO-NE - Transmission Flows (TWh) | [5 empty] | RGGI PJM - Transmission Flows (TWh)
| 2028 | 2030 | 2032 | 2035 | 2037 |  | 2028 | 2030 | 2032 | 2035 | 2037 |  | 2028 | 2030 | 2032 | 2035 | 2037
Imports from Canada | 22.9632 | 22.2005 | 24.8254 | 25.1193 | 27.3909 | Imports from Canada | 19.1027 | 17.5374 | 18.3003 | 21.2016 | 20.7851 | Net import | 60.7199 | 60.4154 | 27.5195 | 25.1645 | 29.4143
Imports from ISO-NE | 0.71022 | 0.84811 | 0.93167 | 1.5862 | 3.165 | Imports from NY | 8.2 | 7.1903 | 7.7175 | 6.9612 | 7.4178
Imports from PJM - Non-RGGI | 2.6923 | 1.8113 | 1.4035 | 1.3 | 1.7958 | Exports to Canada | 0.12866 | 0.62649 | 0.19948 | 0.92502 | 0.45384
Imports from PJM - RGGI | 6.8765 | 3.9331 | 3.5987 | 4.3583 | 4.0138 | Exports to NY | 0.71022 | 0.84811 | 0.93167 | 1.5862 | 3.165
Exports to Canada | 6.4428 | 8.6306 | 8.7493 | 8.8224 | 9.2199 | Net | 26.4639 | 23.2531 | 24.8867 | 25.6515 | 24.584
Exports to ISO-NE | 8.2 | 7.1903 | 7.7175 | 6.9612 | 7.4178 | *Imports from Canada include flows from NECEC
Exports to PJM - Non-RGGI | 0.95843 | 1.4876 | 1.65 | 1.7031 | 1.65
Exports to PJM - RGGI | 1.1767 | 2.4322 | 2.0797 | 3.6956 | 4.3822
Net | 16.4643 | 9.0524 | 10.5628 | 11.1816 | 13.6956
*Imports from Canada include flows from CHPE and HQ